## Report Tables (hidden)
Capex and Opex Table Rounding | 0 | # of digits to zero
Cost Basis in $'s | 1000
Total Cost in Thousands ($)
| 1 Unit | 10 Units | 50 Units | 100 Units
| Total Cost | Total Cost | Total Cost | Total Cost
Development | 5205 | 22990 | 31387 | 30857
Infrastructure | 1111 | 7850 | 16188 | 35610
Mooring/Foundation | 835 | 7442 | 36179 | 70300
Device Structural Components | 7682 | 54017 | 239250 | 464862
Power Conversion Chain | 1637 | 9749 | 34184 | 58813
Subsystem Integration & Profit Margin | 932 | 6377 | 27343 | 52367
Installation | 5909 | 9082 | 21531 | 37860
Contingency | 2331 | 11751 | 40606 | 75067
Total | 25642 | 129258 | 446668 | 825736
Capex and Opex Table Rounding | 1 | # of digits to zero
Capex
| 1 Unit | 10 Units | 50 Units | 100 Units
| $ / kW | $ / kW | $ / kW | $ / kW
Development | 13950 | 6160 | 1680 | 830
Infrastructure | 2980 | 2100 | 870 | 950
Mooring/Foundation | 2240 | 2000 | 1940 | 1880
Device Structural Components | 20600 | 14480 | 12830 | 12460
Power Conversion Chain | 4390 | 2610 | 1830 | 1580
Subsystem Integration & Profit Margin | 2500 | 1710 | 1470 | 1400
Installation | 15840 | 2430 | 1150 | 1020
Contingency | 6250 | 3150 | 2180 | 2010
Total | 68750 | 34640 | 23950 | 22130
Capex
| 10 Units |  | 50 Units |  | 100 Units
| cents/kWh | % | cents/kWh | % | cents/kWh | %
Development | 27.479 | 17.79% | 7.5031 | 7.027% | 3.6883 | 3.737%
Infrastructure | 9.3828 | 6.073% | 3.8698 | 3.624% | 4.2563 | 4.313%
Mooring/Foundation | 8.8946 | 5.757% | 8.6486 | 8.1% | 8.4026 | 8.514%
Device Structural Components | 64.5636 | 41.79% | 57.193 | 53.56% | 55.563 | 56.3%
Power Conversion Chain | 11.653 | 7.543% | 8.1716 | 7.653% | 7.0296 | 7.122%
Subsystem Integration & Profit Margin | 7.6217 | 4.933% | 6.5365 | 6.122% | 6.2593 | 6.342%
Installation | 10.8553 | 7.026% | 5.1471 | 4.82% | 4.5252 | 4.585%
Contingency | 14.045 | 9.091% | 9.707 | 9.091% | 8.9724 | 9.091%
Total | 154.495 |  | 106.7767 |  | 98.6967
Capex and Opex Table Rounding | 0 | # of digits to zero
Cost Basis in $'s | 1000
Annual Cost in Thousands ($)
| 1 Unit | 10 Units | 50 Units | 100 Units
| Total Cost / yr | Total Cost / yr | Total Cost / yr | Total Cost / yr
Insurance | 362 | 1890 | 3747 | 3599
Environmental Monitoring & Regulatory Compliance | 855 | 1266 | 1266 | 1266
Marine Operations | 31 | 314 | 542 | 1084
Shoreside Operations | 262 | 400 | 455 | 675
Replacement Parts | 47 | 43 | 40 | 68
Consumables | 2 | 20 | 100 | 200
Total | 1559 | 3933 | 6150 | 6892
Capex and Opex Table Rounding | 1 | # of digits to zero
Opex
| 1 Unit | 10 Units | 50 Units | 100 Units
| $ / kW-yr | $ / kW-yr | $ / kW-yr | $ / kW-yr
Insurance | 970 | 510 | 200 | 100
Environmental Monitoring & Regulatory Compliance | 2290 | 340 | 70 | 30
Marine Operations | 80 | 80 | 30 | 30
Shoreside Operations | 700 | 110 | 20 | 20
Replacement Parts | 130 | 10 | 0 | 0
Consumables | 10 | 10 | 10 | 10
Total | 4180 | 1060 | 330 | 190
Opex
| 10 Units |  | 50 Units |  | 100 Units
| cents/kWh | % | cents/kWh | % | cents/kWh | %
Insurance | 20.9099 | 48.07% | 8.289 | 60.93% | 3.9811 | 52.22%
Environmental Monitoring & Regulatory Compliance | 14.0039 | 32.19% | 2.8008 | 20.59% | 1.4004 | 18.37%
Marine Operations | 3.4685 | 7.974% | 1.199 | 8.813% | 1.199 | 15.73%
Shoreside Operations | 4.4239 | 10.17% | 1.0059 | 7.394% | 0.74625 | 9.789%
Replacement Parts | 0.47227 | 1.086% | 0.088639 | 0.6515% | 0.075558 | 0.9911%
Consumables | 0.22123 | 0.5086% | 0.22123 | 1.626% | 0.22123 | 2.902%
Total | 43.4998 |  | 13.6046 |  | 7.6236
Capex & Opex
| 10 Units |  | 50 Units |  | 100 Units
| cents/kWh | % | cents/kWh | % | cents/kWh | %
Device | 92.7329 | 46.84% | 80.5498 | 66.91% | 77.2545 | 72.66%
Infrastructure | 9.3828 | 4.739% | 3.8698 | 3.215% | 4.2563 | 4.003%
Development | 27.479 | 13.88% | 7.5031 | 6.233% | 3.6883 | 3.469%
Installation | 10.8553 | 5.483% | 5.1471 | 4.276% | 4.5252 | 4.256%
Contingency | 14.045 | 7.094% | 9.707 | 8.064% | 8.9724 | 8.439%
Operation and Maintenance | 43.4998 | 21.97% | 13.6046 | 11.3% | 7.6236 | 7.17%
Total | 197.9947 |  | 120.3812 |  | 106.3202

## Report Graphs (hidden)
# of Units | 1 | 10 | 50 | 100
Installed Capacity (kW) | 373 | 3730 | 18650 | 37300
Installed Capacity (MW) | 0.373 | 3.73 | 18.65 | 37.3
Sensitvity Graphs
Mean Velocity | Peak Velocity | Avg Power Flux | LCoE
1.2 | 2.2598
1.4 | 2.6364
1.6 | 3.013
1.8 | 3.3897
2 | 3.7663
base case
Value
%
RESULTS
% | Value
10%
50%
90%

## NEW Report Graphs and Tables
Device Structure
| 1 | 10 | 50 | 100
Backward Bent Duct Main Structure | 7612.5915 | 5352.5116 | 4741.4675 | 4606.3327
Stern Float | 1256.7463 | 883.6346 | 782.7586 | 760.4495
Bow Float | 1147.16 | 806.583 | 714.5033 | 694.1395
Girders and Structural Supports | 10579.9689 | 7438.913 | 6589.6848 | 6401.8747
PCC Breakdown
| 1 | 10 | 50 | 100
Fabricated Circular Parts | 3281.9391 | 1912.7811 | 1311.5386 | 1114.8078 | 0.70703
Fabricated Rectangular Parts | 621.9681 | 362.4957 | 248.5528 | 211.2699
Ducting | 15.0563 | 12.6975 | 11.2718 | 10.7082
Rotor Blades | 147.5006 | 85.9664 | 58.9447 | 50.103
Bearings | 85.9376 | 74.4241 | 67.3053 | 64.4532
Flex Coupling | 3.7534 | 3.1653 | 2.8099 | 2.6694
Generator | 93.8338 | 82.7879 | 75.8487 | 73.0423
Power Electronics | 107.2386 | 50.6771 | 30.0102 | 23.9482
Mechanical Face Seal | 32.1716 | 28.778 | 26.6208 | 25.7423
Mooring Breakdown
| 1 | 10 | 50 | 100 |  |  |  | 1-Unit Deployment [$/kW] | 10-Unit Deployment [$/kW] | 50-Unit Deployment [$/kW] | 100-Unit Deployment [$/kW]
Mooring lines/chain | 1471.0088 | 1323.9079 | 1323.9079 | 1323.9079 |  |  | Mooring lines/chain | 1471.0088 | 1323.9079 | 1323.9079 | 1323.9079 | 39.65% | 39.89% | 40.56% | 41.26%
Anchors | 332.8847 | 279.5496 | 224.3753 | 169.2011 |  |  | Polyester Line | 30.9267 | 27.8341 | 27.8341 | 27.8341 | 0.8336% | 0.8386% | 0.8528% | 0.8675%
Buoyancy | 160.8579 | 144.7721 | 144.7721 | 144.7721 |  |  | R4 Chain | 1367.696 | 1230.9264 | 1230.9264 | 1230.9264 | 36.86% | 37.09% | 37.71% | 38.36%
Connecting Hardware (shackles etc.) | 274.2627 | 246.8365 | 246.8365 | 246.8365 |  |  | Wire Rope to Sub-Sea Buoys | 72.3861 | 65.1475 | 65.1475 | 65.1475 | 1.951% | 1.963% | 1.996% | 2.03%
[7 empty] | Anchors | 332.8847 | 279.5496 | 224.3753 | 169.2011 | 8.973% | 8.423% | 6.875% | 5.273%
[7 empty] | Buoyancy | 160.8579 | 144.7721 | 144.7721 | 144.7721 | 4.336% | 4.362% | 4.436% | 4.512%
[7 empty] | Connecting Hardware (shackles etc.) | 274.2627 | 246.8365 | 246.8365 | 246.8365 | 7.392% | 7.437% | 7.563% | 7.693%
[7 empty] | Total | 3710.0229 | 3318.974 | 3263.7997 | 3208.6255 | 100% | 100% | 100% | 100%
Deployment Strategy
| 1-Unit |  |  | 10-Unit
Operation Detail | No. Days | Vessel Day Rate | Cost | No. Days | Vessel Day Rate | Cost
Mooring Installation (DP-2 Vessel)
Transit (5,000 miles) | 68.745 | 58754.2658 | 4039062 | 68.745 | 58754.2658 | 4039062
Mob/Demob of Vessels | 4 |  | 422000 | 4 |  | 422000
Dockside Support |  |  | 7350 |  |  | 73500
At Dock Landing | 0.37 | 70485 | 26079.45 | 3.6667 | 70485 | 258445
Transit to Site and back | 0.36 | 76610 | 27579.6 | 3.6 | 76610 | 275796
On-Site working | 0.37 | 73810 | 27309.7 | 3.6667 | 73810 | 270636.6667
Total | 73.845 | 279659.2658 | 4549380.75 | 83.6783 | 279659.2658 | 5339439.6667
Cable Shore Landing
Horizontal Drilling |  |  | 667000 |  |  | 767200
Cable Installation (Using Cable Install Vessel)
Mob/Demob CIV | 11 | 66350 | 729850 | 11 | 66350 | 729850
Load Cable | 0.71 | 75625 | 53693.75 | 3.4 | 75625 | 257125
Transit to Site | 2 | 101275 | 202550 | 2 | 101275 | 202550
Install Cable & Surface Lay | 0.55 | 101075 | 55591.25 | 5.5 | 101075 | 555912.5
Cable Burial and S/E | 3.1 | 101075 | 313332.5 | 3.1 | 101075 | 313332.5
Contingency | 1.736 | 87855 | 152516.28 | 0 | 0 | 0
Total | 19.096 | 533255 | 1507533.78 | 25 | 445400 | 2058770
Device Installation (Same Workboat used for O&M)
Mob/Demob |  |  | 181750 |  |  | 181750
Installation | 1 | 133550 | 133550 | 10 | 133550 | 1335500
Contingency | 0.1 | 133550 | 13355 | 1 | 133550 | 133550
Total | 1.1 | 267100 | 328655 | 11 | 267100 | 1650800
Installation Cost Breakdown
| 1 | 10 | 50 | 100
Transport to Staging Site | 79.7587 | 79.7587 | 79.7587 | 79.7587
Cable Shore Landing | 1788.2038 | 205.6836 | 41.1367 | 41.126
Mooring/Foundation System | 8562.5564 | 1046.7985 | 378.7647 | 295.2604
Cable Installation | 4041.6455 | 611.3042 | 241.4914 | 195.2648
Device Installation | 684.189 | 245.6501 | 206.6689 | 201.7962
Device Comissioning | 684.189 | 245.6501 | 206.6689 | 201.7962
| 15840.5424 | 2434.8454 | 1154.4893 | 1015.0024
Annual O&M Breakdown
| 1 | 10 | 50 | 100
Post-Installation Monitoring | 2292.2252 | 339.4102 | 67.882 | 33.941
Insurance | 970.8512 | 506.7885 | 200.8982 | 96.4895
Marine Operations | 84.0661 | 84.0661 | 29.0599 | 29.0599
Shoreside Operations | 701.2359 | 107.2214 | 24.3803 | 18.0867
Replacement Parts | 125.3594 | 11.4464 | 2.1483 | 1.8313
Consumables | 5.3619 | 5.3619 | 5.3619 | 5.3619
LCOE High Level | [6 empty] | 10 Units
| 1 | 10 | 50 | 100 |  |  |  | cents/kWh | % of Total LCOE
O&M | 172.428 | 43.4998 | 13.6046 | 7.6236 |  |  | Development | 27.479 | 13.88%
Contingency | 27.8631 | 14.045 | 9.707 | 8.9724 |  |  | M&D | 105.3493 | 53.21%
Subsystem Integration & Profit Margin | 11.1395 | 7.6217 | 6.5365 | 6.2593 |  |  | Subsystem Integration & Profit Margin | 7.6217 | 3.849%
M&D | 205.2782 | 105.3493 | 83.0301 | 79.7767 |  |  | Contingency | 14.045 | 7.094%
Development | 62.2135 | 27.479 | 7.5031 | 3.6883 |  |  | O&M | 43.4998 | 21.97%
[7 empty] | Total | 197.9947 | 100%
| 478.9222 | 197.9947 | 120.3812 | 106.3202
CapEx Contributions | [6 empty] | 10 Units
| 1 | 10 | 50 | 100 |  |  |  | cents/kWh | % of Total CapEx
Contingency | 27.8631 | 14.045 | 9.707 | 8.9724 | 9.091% |  | Design | 4.0908 | 2.648%
Subsystem Integration & Profit Margin | 11.1395 | 7.6217 | 6.5365 | 6.2593 | 6.342% |  | Site Assessment | 0.35148 | 0.2275%
Installation | 70.622 | 10.8553 | 5.1471 | 4.5252 | 4.585% |  | Permitting and Environmental Compliance | 23.0368 | 14.91%
PCC | 19.5693 | 11.653 | 8.1716 | 7.0296 | 7.122% |  | Infrastructure | 9.3828 | 6.073%
Device Structural Components | 91.8254 | 64.5636 | 57.193 | 55.563 | 56.3% |  | Mooring/Foundation | 8.8946 | 5.757%
Mooring/Foundation | 9.9822 | 8.8946 | 8.6486 | 8.4026 | 8.514% |  | Device Structural Components | 64.5636 | 41.79%
Infrastructure | 13.2793 | 9.3828 | 3.8698 | 4.2563 | 4.313% |  | PCC | 11.653 | 7.543%
Permitting and Environmental Compliance | 46.627 | 23.0368 | 5.5295 | 2.7647 | 2.801% |  | Installation | 10.8553 | 7.026%
Site Assessment | 2.3184 | 0.35148 | 0.070296 | 0.035148 | 0.03561% |  | Subsystem Integration & Profit Margin | 7.6217 | 4.933%
Project Design, Engineering, and Management | 13.2681 | 4.0908 | 1.9033 | 0.88836 | 0.9001% |  | Contingency | 14.045 | 9.091%
[7 empty] | Total | 154.495 | 100%
| 306.4942 | 154.495 | 106.7767 | 98.6967
Opex Contributions to LCOE | [6 empty] | 10 unit
| 1 | 10 | 50 | 100 |  |  |  | cents/kWh | % of Total OpEx
Post-Installation Environmental Monitoring | 94.5763 | 14.0039 | 2.8008 | 1.4004 |  |  | Marine Operations | 3.4685 | 7.974%
Insurance | 40.0569 | 20.9099 | 8.289 | 3.9811 |  |  | Shoreside Operations | 4.4239 | 10.17%
Consumables | 0.22123 | 0.22123 | 0.22123 | 0.22123 |  |  | Replacement Parts | 0.47227 | 1.086%
Replacement Parts | 5.1723 | 0.47227 | 0.088639 | 0.075558 |  |  | Consumables | 0.22123 | 0.5086%
Shoreside Operations | 28.9327 | 4.4239 | 1.0059 | 0.74625 |  |  | Insurance | 20.9099 | 48.07%
Marine Operations | 3.4685 | 3.4685 | 1.199 | 1.199 |  |  | Post-Installation Environmental Monitoring | 14.0039 | 32.19%
| 172.428 | 43.4998 | 13.6046 | 7.6236 |  |  | Total | 43.4998 | 100%
LCOE Overview
| 1 | 10 | 50 | 100
Development | 0.62213 | 0.27479 | 0.075031 | 0.036883
Infrastructure | 0.13279 | 0.093828 | 0.038698 | 0.042563
Mooring/Foundation | 0.099822 | 0.088946 | 0.086486 | 0.084026
Device Structural Components | 0.91825 | 0.64564 | 0.57193 | 0.55563
Power Take Off | 0.19569 | 0.11653 | 0.081716 | 0.070296
Subsystem Integration & Profit Margin | 0.11139 | 0.076217 | 0.065365 | 0.062593
Installation | 0.70622 | 0.10855 | 0.051471 | 0.045252
Contingency | 0.27863 | 0.14045 | 0.09707 | 0.089724
Annualized OPEX | 1.7243 | 0.435 | 0.13605 | 0.076236
Total | 4.7892 | 1.9799 | 1.2038 | 1.0632

## Qualitative Uncertainty
CapEx
CBS Category | Sub-Category (if Applicable) | Result Maturity / Fidelity | Uncertainty
Development | Siting and Scoping | Based on data from similar studies and/or engieering judgement and/or data from PNNL study. | Medium to High
Pre-Installation Studies
Post-Installation Studies
NEPA & Process
Site Assesment
| Design and Engineering | TRL 3 design and analysis | High
Infrastructure | Cables and Connectors | Conceptual layout, generic hardware ID and estimates | Medium
| Dockside and Vessel | Generic for dockside and Generic vessel ID | High
Foundation/ Mooring | N/A | Design with Combination of specific and conceptual hardware | Low to Medium
Device Structural Components | All | CAD designs, Conceptual Designs, steel cost estimates. High uncertainty is due to potential for re-design. | Medium
PCC | All Components | ARL designed turbine with fabrication estimates and off the shelf part quotes | Low
Installation | N/A | Time and Material estimates for a specific resource location which includes labor | Medium to High
Subsystem Integration & Profit Margin | N/A | Assumed to 10% of machine cost | High
Contingency | N/A | Assumed to 10% of machine cost | High
Decommissioning | N/A | Assumed to be same as installation cost | Medium
OpEx
CBS Category | Sub-Category (if Applicable) | Result Maturity / Fidelity | Uncertainty
Marine Operations | N/A | Large Uncertainties with respect to maintenance and a simplified O&M model | High
Shoreside Operations | N/A | Large Uncertainties in failure rates due to lack of Wells turbine performance data | High
Replacement Parts | N/A | Limted failure rate data, based on original part cost | High
Consumables | N/A | Assumed value for lubrication and other consumables | High
Insurance | N/A | Based on offshore Oil/Gas projects | Low
Post-Installation Environmental Monitoring | N/A | Based on PNNL study | Low to Medium

## Mass Uncertainty
Cost Breakdown Structure for RM6 Based off of RM3 Layout | [5 empty] | Units
[5 empty] | Weight (tonnes) | 1 | in% | 10 | in% | 50 | in % | 100 | in % | Scale [units] | 10
1 | Capex | [12 empty] | RM6 Mass | 100% | 60% | 80% | 120% | 140%
1.1 |  | Development |  |  |  | 5205029.9154 | 20.3% | 22990069.5924 | 17.79% | 31387064.7994 | 7.027% | 30857430.745 | 3.737% | 1.1 | 22990069.5924 | 22990069.5924 | 22990069.5924 | 22990069.5924 | 22990069.5924
1.1.1 |  |  | Permitting and Environmental Compliance |  |  | 3901000 | 15.21% | 19273500 | 14.91% | 23131000 | 5.179% | 23131000 | 2.801% | 1.1.1 | 19273500 | 19273500 | 19273500 | 19273500 | 19273500
1.1.1.1 |  |  |  | Siting & Scoping |  | 315000 | 1.228% | 430000 | 0.3327% | 430000 | 0.09627% | 430000 | 0.05207% | 1.1.1.1 | 430000 | 430000 | 430000 | 430000 | 430000
1.1.1.2 |  |  |  | Pre-Installation Studies |  | 1631000 | 6.361% | 2566000 | 1.985% | 3348500 | 0.7497% | 3348500 | 0.4055% | 1.1.1.2 | 2566000 | 2566000 | 2566000 | 2566000 | 2566000
1.1.1.3 |  |  |  | Post-Installation Studies |  | 855000 | 3.334% | 14577500 | 11.28% | 17427500 | 3.902% | 17427500 | 2.111% | 1.1.1.3 | 14577500 | 14577500 | 14577500 | 14577500 | 14577500
1.1.1.4 |  |  |  | NEPA & Process |  | 1100000 | 4.29% | 1700000 | 1.315% | 1925000 | 0.431% | 1925000 | 0.2331% | 1.1.1.4 | 1700000 | 1700000 | 1700000 | 1700000 | 1700000
1.1.2 |  |  | Site Assessment |  |  | 193963 | 0.7564% | 294061 | 0.2275% | 294061 | 0.06583% | 294061 | 0.03561% | 1.1.2 | 294061 | 294061 | 294061 | 294061 | 294061
1.1.3 |  |  | Project Design, Engineering, and Management |  |  | 1110066.9154 | 4.329% | 3422508.5924 | 2.648% | 7962003.7994 | 1.783% | 7432369.745 | 0.9001% | 1.1.3 | 3422508.5924 | 3422508.5924 | 3422508.5924 | 3422508.5924 | 3422508.5924
1.2 |  | Infrastructure |  |  |  | 1111000 | 4.333% | 7850000 | 6.073% | 16188000 | 3.624% | 35610000 | 4.313% | 1.2 | 7850000 | 7850000 | 7850000 | 7850000 | 7850000
1.2.1 |  |  | Subsea Cables |  |  | 1010000 | 3.939% | 2000000 | 1.547% | 9580000 | 2.145% | 22100000 | 2.676% | 1.2.1 | 2000000 | 2000000 | 2000000 | 2000000 | 2000000
1.2.2 |  |  | Terminations and Connectors |  |  | 101000 | 0.3939% | 200000 | 0.1547% | 958000 | 0.2145% | 2210000 | 0.2676% | 1.2.2 | 200000 | 200000 | 200000 | 200000 | 200000
1.2.3 |  |  | Dockside Improvements |  |  | 0 | 0% | 0 | 0% | 0 | 0% | 0 | 0% | 1.2.3 | 0 | 0 | 0 | 0 | 0
1.2.4 |  |  | Dedicated O&M Vessel |  |  | 0 | 0% | 5650000 | 4.371% | 5650000 | 1.265% | 11300000 | 1.368% | 1.2.4 | 5650000 | 5650000 | 5650000 | 5650000 | 5650000
1.2.5 |  |  | Other |  |  | 0 | 0% | 0 | 0% | 0 | 0% | 0 | 0% | 1.2.5 | 0 | 0 | 0 | 0 | 0
1.3 |  | Mooring/Foundation |  |  |  | 835152.2742 | 3.257% | 7441596.4674 | 5.757% | 36178982.3371 | 8.1% | 70299964.6742 | 8.514% | 1.3 | 7441596.4674 | 7441596.4674 | 7441596.4674 | 7441596.4674 | 7441596.4674
1.3.1 |  |  | Mooring lines/chain |  |  | 548686.2742 | 2.14% | 4938176.4674 | 3.82% | 24690882.3371 | 5.528% | 49381764.6742 | 5.98% | 1.3.1 | 4938176.4674 | 4938176.4674 | 4938176.4674 | 4938176.4674 | 4938176.4674
1.3.2 |  |  | Anchors |  |  | 124166 | 0.4842% | 1042720 | 0.8067% | 4184600 | 0.9368% | 6311200 | 0.7643% | 1.3.2 | 1042720 | 1042720 | 1042720 | 1042720 | 1042720
1.3.3 |  |  | Buoyancy |  |  | 60000 | 0.234% | 540000 | 0.4178% | 2700000 | 0.6045% | 5400000 | 0.654% | 1.3.3 | 540000 | 540000 | 540000 | 540000 | 540000
1.3.4 |  |  | Connecting Hardware (shackles etc.) |  |  | 102300 | 0.3989% | 920700 | 0.7123% | 4603500 | 1.031% | 9207000 | 1.115% | 1.3.4 | 920700 | 920700 | 920700 | 920700 | 920700
1.3.5 |  |  | Other |  |  | 0 | 0% | 0 | 0% | 0 | 0% | 0 | 0% | 1.3.5 | 0 | 0 | 0 | 0 | 0
1.4 |  | Device Structural Components |  |  | 1796.7776 | 7682482.0945 | 29.96% | 54016525.7638 | 41.79% | 239249924.7607 | 53.56% | 464862307.3418 | 56.3% | 1.4 | 54016525.7638 | 32409915.4583 | 43213220.6111 | 64819830.9166 | 75623136.0694
1.4.1 |  |  | Backward Bent Duct Main Structure |  | 664.101 | 2839496.6457 | 11.07% | 19964868.363 | 15.45% | 88428368.655 | 19.8% | 171816210.72 | 20.81% | 1.4.1 | 19964868.363 | 11978921.0178 | 15971894.6904 | 23957842.0356 | 27950815.7082
1.4.2 |  |  | Stern Float |  | 109.635 | 468766.3695 | 1.828% | 3295957.005 | 2.55% | 14598448.425 | 3.268% | 28364767.2 | 3.435% | 1.4.2 | 3295957.005 | 1977574.203 | 2636765.604 | 3955148.406 | 4614339.807
1.4.3 |  |  | Bow Float |  | 100.075 | 427890.6775 | 1.669% | 3008554.725 | 2.328% | 13325486.625 | 2.983% | 25891404 | 3.136% | 1.4.3 | 3008554.725 | 1805132.835 | 2406843.78 | 3610265.67 | 4211976.615
1.4.4 |  |  | Girders and Structural Supports |  | 922.9666 | 3946328.4018 | 15.39% | 27747145.6708 | 21.47% | 122897621.0557 | 27.51% | 238789925.4218 | 28.92% | 1.4.4 | 27747145.6708 | 16648287.4025 | 22197716.5367 | 33296574.805 | 38846003.9392
1.5 |  | Power Take Off |  |  | 59.6019 | 1637245.8175 | 6.385% | 9749373.4396 | 7.543% | 34183640.0152 | 7.653% | 58812563.7202 | 7.122% | 1.5 | 9749373.4396 | 9749373.4396 | 9749373.4396 | 9749373.4396 | 9749373.4396
1.5.1 |  |  | Fabricated Circular Parts |  | 45.3226 | 1224163.2773 | 4.774% | 7134673.3379 | 5.52% | 24460195.2075 | 5.476% | 41582331.8528 | 5.036% | 1.5.1 | 7134673.3379 | 7134673.3379 | 7134673.3379 | 7134673.3379 | 7134673.3379
1.5.2 |  |  | Fabricated Rectangular Parts |  | 8.1749 | 231994.0902 | 0.9047% | 1352108.8896 | 1.046% | 4635509.6884 | 1.038% | 7880366.4703 | 0.9543% | 1.5.2 | 1352108.8896 | 1352108.8896 | 1352108.8896 | 1352108.8896 | 1352108.8896
1.5.3 |  |  | Ducting |  | 2.5481 | 5616 | 0.0219% | 47361.6166 | 0.03664% | 210219.1788 | 0.04706% | 399416.4398 | 0.04837% | 1.5.3 | 47361.6166 | 47361.6166 | 47361.6166 | 47361.6166 | 47361.6166
1.5.4 |  |  | Rotor Blades |  | 1.3008 | 55017.73 | 0.2146% | 320654.5553 | 0.2481% | 1099317.7468 | 0.2461% | 1868840.1695 | 0.2263% | 1.5.4 | 320654.5553 | 320654.5553 | 320654.5553 | 320654.5553 | 320654.5553
1.5.5 |  |  | Bearings |  | 0.098058 | 32054.72 | 0.125% | 277602.0183 | 0.2148% | 1255244.7367 | 0.281% | 2404104 | 0.2911% | 1.5.5 | 277602.0183 | 277602.0183 | 277602.0183 | 277602.0183 | 277602.0183
1.5.6 |  |  | Flex Coupling |  | 0.077132 | 1400 | 0.00546% | 11806.6708 | 0.009134% | 52405.0659 | 0.01173% | 99569.6253 | 0.01206% | 1.5.6 | 11806.6708 | 11806.6708 | 11806.6708 | 11806.6708 | 11806.6708
1.5.7 |  |  | Generator |  | 1.1275 | 35000 | 0.1365% | 308798.9021 | 0.2389% | 1414578.8743 | 0.3167% | 2724478.9119 | 0.3299% | 1.5.7 | 308798.9021 | 308798.9021 | 308798.9021 | 308798.9021 | 308798.9021
1.5.8 |  |  | Power Electronics |  | 0.95281 | 40000 | 0.156% | 189025.6077 | 0.1462% | 559691.1083 | 0.1253% | 893267.0089 | 0.1082% | 1.5.8 | 189025.6077 | 189025.6077 | 189025.6077 | 189025.6077 | 189025.6077
1.5.9 |  |  | Mechanical Face Seal |  | 0 | 12000 | 0.0468% | 107341.8413 | 0.08305% | 496478.4083 | 0.1112% | 960189.2417 | 0.1163% | 1.5.9 | 107341.8413 | 107341.8413 | 107341.8413 | 107341.8413 | 107341.8413
1.6 |  | Subsystem Integration & Profit Margin |  |  |  | 931972.7912 | 3.634% | 6376589.9203 | 4.933% | 27343356.4776 | 6.122% | 52367487.1062 | 6.342% | 1.6 | 6376589.9203 | 6376589.9203 | 6376589.9203 | 6376589.9203 | 6376589.9203
1.7 |  | Installation |  |  |  | 5908522.33 | 23.04% | 9081973.1556 | 7.026% | 21531225.3778 | 4.82% | 37859590.6556 | 4.585% | 1.7 | 9081973.1556 | 9081973.1556 | 9081973.1556 | 9081973.1556 | 9081973.1556
1.7.1 |  |  | Transport to Staging Site |  |  | 29750 | 0.116% | 297500 | 0.2302% | 1487500 | 0.333% | 2975000 | 0.3603% | 1.7.1 | 297500 | 297500 | 297500 | 297500 | 297500
1.7.2 |  |  | Cable Shore Landing |  |  | 667000 | 2.601% | 767200 | 0.5935% | 767200 | 0.1718% | 1534000 | 0.1858% | 1.7.2 | 767200 | 767200 | 767200 | 767200 | 767200
1.7.3 |  |  | Mooring/Foundation System |  |  | 3193833.55 | 12.46% | 3904558.5556 | 3.021% | 7063960.7778 | 1.581% | 11013213.5556 | 1.334% | 1.7.3 | 3904558.5556 | 3904558.5556 | 3904558.5556 | 3904558.5556 | 3904558.5556
1.7.4 |  |  | Cable Installation |  |  | 1507533.78 | 5.879% | 2280164.6 | 1.764% | 4503814.6 | 1.008% | 7283377.1 | 0.882% | 1.7.4 | 2280164.6 | 2280164.6 | 2280164.6 | 2280164.6 | 2280164.6
1.7.5 |  |  | Device Installation |  |  | 255202.5 | 0.9952% | 916275 | 0.7089% | 3854375 | 0.8629% | 7527000 | 0.9116% | 1.7.5 | 916275 | 916275 | 916275 | 916275 | 916275
1.7.6 |  |  | Device Comissioning |  |  | 255202.5 | 0.9952% | 916275 | 0.7089% | 3854375 | 0.8629% | 7527000 | 0.9116% | 1.7.6 | 916275 | 916275 | 916275 | 916275 | 916275
1.8 |  | Decommissioning |  |  |  | 5908522.33 | 8.582% | 9081973.1556 | 8.803% | 21531225.3778 | 8.906% | 37859590.6556 | 8.997% | 1.8 | 9081973.1556 | 9081973.1556 | 9081973.1556 | 9081973.1556 | 9081973.1556
1.9 |  | Contingency |  |  |  | 2331140.5223 | 9.091% | 11750612.8339 | 9.091% | 40606219.3768 | 9.091% | 75066934.4243 | 9.091% | 1.9 | 11750612.8339 | 11750612.8339 | 11750612.8339 | 11750612.8339 | 11750612.8339
Total Installed Cost (omits Decommissioning) |  |  |  |  | 1856.3796 | 25642545.745 | 99.49% | 129256741.1731 | 99.71% | 446668413.1445 | 99.82% | 825736278.6672 | 99.91% | Total Installed Cost (omits Decommissioning) | 129256741.1731 | 107650130.8676 | 118453436.0203 | 140060046.3259 | 150863351.4786
2 | Annualized OPEX |  |  |  |  | 1558804.2399 | 6.079% | 3932518.8937 | 3.042% | 6149475.9961 | 1.377% | 6891933.5217 | 0.8346% | 2 | 3932518.8937 | 3932518.8937 | 3932518.8937 | 3932518.8937 | 3932518.8937
2.1 |  | Insurance |  |  |  | 362127.5061 | 1.412% | 1890321.1749 | 1.462% | 3746751.2897 | 0.8388% | 3599059.5675 | 0.4359% | 2.1 | 1890321.1749 | 1890321.1749 | 1890321.1749 | 1890321.1749 | 1890321.1749
2.2 |  | Environmental Monitoring and Regulatory Compliance |  |  |  | 855000 | 3.334% | 1266000 | 0.9794% | 1266000 | 0.2834% | 1266000 | 0.1533% | 2.2 | 1266000 | 1266000 | 1266000 | 1266000 | 1266000
2.3 |  | Marine Operations |  |  |  | 31356.6667 | 0.1223% | 313566.6667 | 0.2426% | 541966.6667 | 0.1213% | 1083933.3333 | 0.1313% | 2.3 | 313566.6667 | 313566.6667 | 313566.6667 | 313566.6667 | 313566.6667
2.4 |  | Shoreside Operations |  |  |  | 261561 | 1.02% | 399936 | 0.3094% | 454692 | 0.1018% | 674634 | 0.0817% | 2.4 | 399936 | 399936 | 399936 | 399936 | 399936
2.5 |  | Replacement Parts |  |  |  | 46759.0671 | 0.1823% | 42695.0521 | 0.03303% | 40066.0397 | 0.00897% | 68306.6209 | 0.008272% | 2.5 | 42695.0521 | 42695.0521 | 42695.0521 | 42695.0521 | 42695.0521
2.6 |  | Consumables |  |  |  | 2000 | 0.0078% | 20000 | 0.01547% | 100000 | 0.02239% | 200000 | 0.02422% | 2.6 | 20000 | 20000 | 20000 | 20000 | 20000
Total Annual OPEX | [5 empty] | 1558804.2399 | 6.079% | 3932518.8937 | 3.042% | 6149475.9961 | 1.377% | 6891933.5217 | 0.8346% | Total Annual OPEX | 3932518.8937 | 3932518.8937 | 3932518.8937 | 3932518.8937 | 3932518.8937
Total LCOE [$/kWh] | [5 empty] | 4.7892 |  | 1.9799 |  | 1.2038 |  | 1.0632 |  | LCOE | 1.9799 | 1.7217 | 1.8508 | 2.1091 | 2.2382

## Performance & Economics
Note: Inputs shown in green
Power Conversion System Parameters
| Rated Power |  |  | 373 | kW
Array Parameters
| Array/Turbine Availability |  |  | 100%
| Transmission Efficiency |  |  | 100%
Energy Extraction
| Average Extracted Power |  | kW
| Average Electric Power | 103.2 | kW
| Rated Electric Power | 373 | kW
| Machine Capacity Factor | 27.67%
| Annual Output | 904.032 | MWh/year
| # of US homes equivalent | 79.3846
Financial Variables (as per DOE LCOE Guidance Document)
| r - Real Discount Rate |  |  | 0.07
| i - Inflation Rate |  |  | 0.025
| τ - Composite Federal-State Tax Rate |  |  | 0.396
| N - Project Economic Life |  |  | 20
| Depreciate Schedule [MACRS] |  |  | 5 Year
| MACRS Depreciation |  | Year 1 | 20% | 1 | 0.072213
|  |  | Year 2 | 32% | 2 | 0.10535
|  |  | Year 3 | 19.2% | 3 | 0.057633
|  |  | Year 4 | 11.52% | 4 | 0.03153
|  |  | Year 5 | 11.52% | 5 | 0.028748
|  |  | Year 6 | 5.76% | 6 | 0.013106
| D - Present Value of Depreciation Tax Shield |  |  | 0.30858
FCR - Fixed Charge Rate
| Fixed Charge Rate |  |  | 0.10806

## CBS (CoE)
Plant Rated Capacity (kW) | [5 empty] | 373 |  | 3730 |  | 18650 |  | 37300
MWh/Year | [5 empty] | 904.032 |  | 9040.32 |  | 45201.6 |  | 90403.2 |  | 0.22458
Cost Breakdown Structure for OWC Rated at 373 kW | [5 empty] | Units
[5 empty] | Weight (tonnes) | 1 | in% | 10 | in% | 50 | in % | 100 | in %
1 | Capex
1.1 |  | Development |  |  |  | 62.2135 | 20.3% | 27.479 | 17.79% | 7.5031 | 7.027% | 3.6883 | 3.737%
1.1.1 |  |  | Permitting and Environmental Compliance |  |  | 46.627 | 15.21% | 23.0368 | 14.91% | 5.5295 | 5.179% | 2.7647 | 2.801%
1.1.1.1 |  |  |  | Siting & Scoping |  | 3.7651 | 1.228% | 0.51396 | 0.3327% | 0.10279 | 0.09627% | 0.051396 | 0.05207%
1.1.1.2 |  |  |  | Pre-Installation Studies |  | 19.4946 | 6.361% | 3.067 | 1.985% | 0.80046 | 0.7497% | 0.40023 | 0.4055%
1.1.1.3 |  |  |  | Post-Installation Studies |  | 10.2194 | 3.334% | 17.4239 | 11.28% | 4.1661 | 3.902% | 2.083 | 2.111%
1.1.1.4 |  |  |  | NEPA & Process |  | 13.1478 | 4.29% | 2.0319 | 1.315% | 0.46017 | 0.431% | 0.23009 | 0.2331%
1.1.2 |  |  | Site Assessment |  |  | 2.3184 | 0.7564% | 0.35148 | 0.2275% | 0.070296 | 0.06583% | 0.035148 | 0.03561%
1.1.3 |  |  | Project Design, Engineering, and Management |  |  | 13.2681 | 4.329% | 4.0908 | 2.648% | 1.9033 | 1.783% | 0.88836 | 0.9001%
1.2 |  | Infrastructure |  |  |  | 13.2793 | 4.333% | 9.3828 | 6.073% | 3.8698 | 3.624% | 4.2563 | 4.313%
1.2.1 |  |  | Subsea Cables |  |  | 12.0721 | 3.939% | 2.3905 | 1.547% | 2.2901 | 2.145% | 2.6415 | 2.676%
1.2.2 |  |  | Terminations and Connectors |  |  | 1.2072 | 0.3939% | 0.23905 | 0.1547% | 0.22901 | 0.2145% | 0.26415 | 0.2676%
1.2.3 |  |  | Dockside Improvements |  |  | 0 | 0% | 0 | 0% | 0 | 0% | 0 | 0%
1.2.4 |  |  | Dedicated O&M Vessel |  |  | 0 | 0% | 6.7532 | 4.371% | 1.3506 | 1.265% | 1.3506 | 1.368%
1.2.5 |  |  | Other |  |  | 0 | 0% | 0 | 0% | 0 | 0% | 0 | 0%
1.3 |  | Mooring/Foundation |  |  |  | 9.9822 | 3.257% | 8.8946 | 5.757% | 8.6486 | 8.1% | 8.4026 | 8.514%
1.3.1 |  |  | Mooring lines/chain |  |  | 6.5582 | 2.14% | 5.9024 | 3.82% | 5.9024 | 5.528% | 5.9024 | 5.98%
1.3.2 |  |  | Anchors |  |  | 1.4841 | 0.4842% | 1.2463 | 0.8067% | 1.0003 | 0.9368% | 0.75435 | 0.7643%
1.3.3 |  |  | Buoyancy |  |  | 0.71715 | 0.234% | 0.64544 | 0.4178% | 0.64544 | 0.6045% | 0.64544 | 0.654%
1.3.4 |  |  | Connecting Hardware (shackles etc.) |  |  | 1.2227 | 0.3989% | 1.1005 | 0.7123% | 1.1005 | 1.031% | 1.1005 | 1.115%
1.3.5 |  |  | Other |  |  | 0 | 0% | 0 | 0% | 0 | 0% | 0 | 0%
1.4 |  | Device Structural Components |  |  | 687.2862 | 91.8254 | 29.96% | 64.5636 | 41.79% | 57.193 | 53.56% | 55.563 | 56.3% |  | 79.7767 | 69.65%
1.4.1 |  |  | Backward Bent Duct Main Structure |  | 205.44 | 33.9393 | 11.07% | 23.8631 | 15.45% | 21.1389 | 19.8% | 20.5364 | 20.81%
1.4.2 |  |  | Stern Float |  | 223.64 | 5.603 | 1.828% | 3.9395 | 2.55% | 3.4898 | 3.268% | 3.3903 | 3.435%
1.4.3 |  |  | Bow Float |  | 244.73 | 5.1144 | 1.669% | 3.596 | 2.328% | 3.1855 | 2.983% | 3.0947 | 3.136%
1.4.4 |  |  | Girders and Structural Supports |  | 13.4762 | 47.1688 | 15.39% | 33.165 | 21.47% | 29.3788 | 27.51% | 28.5415 | 28.92%
1.5 |  | Power Take Off |  |  | 12.4628 | 19.5693 | 6.385% | 11.653 | 7.543% | 8.1716 | 7.653% | 7.0296 | 7.122%
1.5.1 |  |  | Fabricated Circular Parts |  | 2.0735 | 14.6319 | 4.774% | 8.5278 | 5.52% | 5.8472 | 5.476% | 4.9702 | 5.036%
1.5.2 |  |  | Fabricated Rectangular Parts |  | 7.9555 | 2.7729 | 0.9047% | 1.6161 | 1.046% | 1.1081 | 1.038% | 0.94191 | 0.9543%
1.5.3 |  |  | Ducting |  | 1.2927 | 0.067126 | 0.0219% | 0.056609 | 0.03664% | 0.050253 | 0.04706% | 0.047741 | 0.04837%
1.5.4 |  |  | Rotor Blades |  | 1.1411 | 0.6576 | 0.2146% | 0.38326 | 0.2481% | 0.26279 | 0.2461% | 0.22337 | 0.2263%
1.5.5 |  |  | Bearings |  | 0 | 0.38314 | 0.125% | 0.33181 | 0.2148% | 0.30007 | 0.281% | 0.28735 | 0.2911%
1.5.6 |  |  | Flex Coupling |  | 0 | 0.016734 | 0.00546% | 0.014112 | 0.009134% | 0.012528 | 0.01173% | 0.011901 | 0.01206%
1.5.7 |  |  | Generator |  | 0 | 0.41834 | 0.1365% | 0.36909 | 0.2389% | 0.33816 | 0.3167% | 0.32565 | 0.3299%
1.5.8 |  |  | Power Electronics |  | 0 | 0.4781 | 0.156% | 0.22593 | 0.1462% | 0.13379 | 0.1253% | 0.10677 | 0.1082%
1.5.9 |  |  | Mechanical Face Seal |  | 0 | 0.14343 | 0.0468% | 0.1283 | 0.08305% | 0.11868 | 0.1112% | 0.11477 | 0.1163%
1.6 |  | Subsystem Integration & Profit Margin |  |  |  | 11.1395 | 3.634% | 7.6217 | 4.933% | 6.5365 | 6.122% | 6.2593 | 6.342%
1.7 |  | Installation |  |  |  | 70.622 | 23.04% | 10.8553 | 7.026% | 5.1471 | 4.82% | 4.5252 | 4.585%
1.7.1 |  |  | Transport to Staging Site |  |  | 0.35559 | 0.116% | 0.35559 | 0.2302% | 0.35559 | 0.333% | 0.35559 | 0.3603%
1.7.2 |  |  | Cable Shore Landing |  |  | 7.9724 | 2.601% | 0.917 | 0.5935% | 0.1834 | 0.1718% | 0.18335 | 0.1858%
1.7.3 |  |  | Mooring/Foundation System |  |  | 38.1745 | 12.46% | 4.6669 | 3.021% | 1.6886 | 1.581% | 1.3164 | 1.334%
1.7.4 |  |  | Cable Installation |  |  | 18.0189 | 5.879% | 2.7254 | 1.764% | 1.0766 | 1.008% | 0.87055 | 0.882%
1.7.5 |  |  | Device Installation |  |  | 3.0503 | 0.9952% | 1.0952 | 0.7089% | 0.92139 | 0.8629% | 0.89967 | 0.9116%
1.7.6 |  |  | Device Comissioning |  |  | 3.0503 | 0.9952% | 1.0952 | 0.7089% | 0.92139 | 0.8629% | 0.89967 | 0.9116%
1.8 |  | Decommissioning |  |  |  | 70.622 | 23.04% | 10.8553 | 7.026% | 5.1471 | 4.82% | 4.5252 | 4.585%
1.9 |  | Contingency |  |  |  | 27.8631 | 9.091% | 14.045 | 9.091% | 9.707 | 9.091% | 8.9724 | 9.091%
[6 empty] | 0 |  | 0 |  | 0 |  | 0
Total Installed Cost (omits Decommissioning) |  |  |  |  | 699.749 | 306.4942 | 100% | 154.495 | 100% | 106.7767 | 100% | 98.6967 | 100%
2 | Annualized OPEX |  |  |  |  | 172.428 | 56.26% | 43.4998 | 28.16% | 13.6046 | 12.74% | 7.6236 | 7.724%
2.1 |  | Insurance |  |  |  | 40.0569 | 13.07% | 20.9099 | 13.53% | 8.289 | 7.763% | 3.9811 | 4.034%
2.2 |  | Environmental Monitoring and Regulatory Compliance |  |  |  | 94.5763 | 30.86% | 14.0039 | 9.064% | 2.8008 | 2.623% | 1.4004 | 1.419%
2.3 |  | Marine Operations |  |  |  | 3.4685 | 1.132% | 3.4685 | 2.245% | 1.199 | 1.123% | 1.199 | 1.215%
2.4 |  | Shoreside Operations |  |  |  | 28.9327 | 9.44% | 4.4239 | 2.863% | 1.0059 | 0.9421% | 0.74625 | 0.7561%
2.5 |  | Replacement Parts |  |  |  | 5.1723 | 1.688% | 0.47227 | 0.3057% | 0.088639 | 0.08301% | 0.075558 | 0.07656%
2.6 |  | Consumables |  |  |  | 0.22123 | 0.07218% | 0.22123 | 0.1432% | 0.22123 | 0.2072% | 0.22123 | 0.2242%
Total Annual OPEX | [5 empty] | 172.428 | 56.26% | 43.4998 | 28.16% | 13.6046 | 12.74% | 7.6236 | 7.724%
Total LCOE ($/kWh) | [5 empty] | 4.7892 |  | 1.9799 |  | 1.2038 |  | 1.0632

## CBS ($ per kW)
Plant Rated Capacity (kW) | [5 empty] | 373 |  | 3730 |  | 18650 |  | 37300
Cost Breakdown Structure for OWC Rated at 373 kW | [5 empty] | Units
[5 empty] | Weight (tonnes) | 1 | in% | 10 | in% | 50 | in % | 100 | in %
1 | Capex
1.1 |  | Development |  |  |  | 13954.5038 | 20.3% | 6163.5575 | 17.79% | 1682.9525 | 7.027% | 827.277 | 3.737%
1.1.1 |  |  | Permitting and Environmental Compliance |  |  | 10458.445 | 15.21% | 5167.1582 | 14.91% | 1240.2681 | 5.179% | 620.134 | 2.801%
1.1.1.1 |  |  |  | Siting & Scoping |  | 844.504 | 1.228% | 115.2815 | 0.3327% | 23.0563 | 0.09627% | 11.5282 | 0.05207%
1.1.1.2 |  |  |  | Pre-Installation Studies |  | 4372.6542 | 6.361% | 687.9357 | 1.985% | 179.5442 | 0.7497% | 89.7721 | 0.4055%
1.1.1.3 |  |  |  | Post-Installation Studies |  | 2292.2252 | 3.334% | 3908.1769 | 11.28% | 934.4504 | 3.902% | 467.2252 | 2.111%
1.1.1.4 |  |  |  | NEPA & Process |  | 2949.0617 | 4.29% | 455.7641 | 1.315% | 103.2172 | 0.431% | 51.6086 | 0.2331%
1.1.2 |  |  | Site Assessment |  |  | 520.008 | 0.7564% | 78.8367 | 0.2275% | 15.7673 | 0.06583% | 7.8837 | 0.03561%
1.1.3 |  |  | Project Design, Engineering, and Management |  |  | 2976.0507 | 4.329% | 917.5626 | 2.648% | 426.9171 | 1.783% | 199.2592 | 0.9001%
1.2 |  | Infrastructure |  |  |  | 2978.5523 | 4.333% | 2104.5576 | 6.073% | 867.9893 | 3.624% | 954.6917 | 4.313%
1.2.1 |  |  | Subsea Cables |  |  | 2707.7748 | 3.939% | 536.193 | 1.547% | 513.6729 | 2.145% | 592.4933 | 2.676%
1.2.2 |  |  | Terminations and Connectors |  |  | 270.7775 | 0.3939% | 53.6193 | 0.1547% | 51.3673 | 0.2145% | 59.2493 | 0.2676%
1.2.3 |  |  | Dockside Improvements |  |  | 0 | 0% | 0 | 0% | 0 | 0% | 0 | 0%
1.2.4 |  |  | Dedicated O&M Vessel |  |  | 0 | 0% | 1514.7453 | 4.371% | 302.9491 | 1.265% | 302.9491 | 1.368%
1.2.5 |  |  | Other |  |  | 0 | 0% | 0 | 0% | 0 | 0% | 0 | 0%
1.3 |  | Mooring/Foundation |  |  |  | 2239.0141 | 3.257% | 1995.0661 | 5.757% | 1939.8918 | 8.1% | 1884.7176 | 8.514%
1.3.1 |  |  | Mooring lines/chain |  |  | 1471.0088 | 2.14% | 1323.9079 | 3.82% | 1323.9079 | 5.528% | 1323.9079 | 5.98%
1.3.2 |  |  | Anchors |  |  | 332.8847 | 0.4842% | 279.5496 | 0.8067% | 224.3753 | 0.9368% | 169.2011 | 0.7643%
1.3.3 |  |  | Buoyancy |  |  | 160.8579 | 0.234% | 144.7721 | 0.4178% | 144.7721 | 0.6045% | 144.7721 | 0.654%
1.3.4 |  |  | Connecting Hardware (shackles etc.) |  |  | 274.2627 | 0.3989% | 246.8365 | 0.7123% | 246.8365 | 1.031% | 246.8365 | 1.115%
1.3.5 |  |  | Other |  |  | 0 | 0% | 0 | 0% | 0 | 0% | 0 | 0%
1.4 |  | Device Structural Components |  |  | 1796.7776 | 20596.4667 | 29.96% | 14481.6423 | 41.79% | 12828.4142 | 53.56% | 12462.7964 | 56.3%
1.4.1 |  |  | Backward Bent Duct Main Structure |  | 664.101 | 7612.5915 | 11.07% | 5352.5116 | 15.45% | 4741.4675 | 19.8% | 4606.3327 | 20.81%
1.4.2 |  |  | Stern Float |  | 109.635 | 1256.7463 | 1.828% | 883.6346 | 2.55% | 782.7586 | 3.268% | 760.4495 | 3.435%
1.4.3 |  |  | Bow Float |  | 100.075 | 1147.16 | 1.669% | 806.583 | 2.328% | 714.5033 | 2.983% | 694.1395 | 3.136%
1.4.4 |  |  | Girders and Structural Supports |  | 922.9666 | 10579.9689 | 15.39% | 7438.913 | 21.47% | 6589.6848 | 27.51% | 6401.8747 | 28.92%
1.5 |  | Power Take Off |  |  | 59.6019 | 4389.399 | 6.385% | 2613.773 | 7.543% | 1832.9029 | 7.653% | 1576.7443 | 7.122%
1.5.1 |  |  | Fabricated Circular Parts |  | 45.3226 | 3281.9391 | 4.774% | 1912.7811 | 5.52% | 1311.5386 | 5.476% | 1114.8078 | 5.036%
1.5.2 |  |  | Fabricated Rectangular Parts |  | 8.1749 | 621.9681 | 0.9047% | 362.4957 | 1.046% | 248.5528 | 1.038% | 211.2699 | 0.9543%
1.5.3 |  |  | Ducting |  | 2.5481 | 15.0563 | 0.0219% | 12.6975 | 0.03664% | 11.2718 | 0.04706% | 10.7082 | 0.04837%
1.5.4 |  |  | Rotor Blades |  | 1.3008 | 147.5006 | 0.2146% | 85.9664 | 0.2481% | 58.9447 | 0.2461% | 50.103 | 0.2263%
1.5.5 |  |  | Bearings |  | 0.098058 | 85.9376 | 0.125% | 74.4241 | 0.2148% | 67.3053 | 0.281% | 64.4532 | 0.2911%
1.5.6 |  |  | Flex Coupling |  | 0.077132 | 3.7534 | 0.00546% | 3.1653 | 0.009134% | 2.8099 | 0.01173% | 2.6694 | 0.01206%
1.5.7 |  |  | Generator |  | 1.1275 | 93.8338 | 0.1365% | 82.7879 | 0.2389% | 75.8487 | 0.3167% | 73.0423 | 0.3299%
1.5.8 |  |  | Power Electronics |  | 0.95281 | 107.2386 | 0.156% | 50.6771 | 0.1462% | 30.0102 | 0.1253% | 23.9482 | 0.1082%
1.5.9 |  |  | Mechanical Face Seal |  | 0 | 32.1716 | 0.0468% | 28.778 | 0.08305% | 26.6208 | 0.1112% | 25.7423 | 0.1163%
1.6 |  | Subsystem Integration & Profit Margin |  |  |  | 2498.5866 | 3.634% | 1709.5415 | 4.933% | 1466.1317 | 6.122% | 1403.9541 | 6.342%
1.7 |  | Installation |  |  |  | 15840.5424 | 23.04% | 2434.8454 | 7.026% | 1154.4893 | 4.82% | 1015.0024 | 4.585%
1.7.1 |  |  | Transport to Staging Site |  |  | 79.7587 | 0.116% | 79.7587 | 0.2302% | 79.7587 | 0.333% | 79.7587 | 0.3603%
1.7.2 |  |  | Cable Shore Landing |  |  | 1788.2038 | 2.601% | 205.6836 | 0.5935% | 41.1367 | 0.1718% | 41.126 | 0.1858%
1.7.3 |  |  | Mooring/Foundation System |  |  | 8562.5564 | 12.46% | 1046.7985 | 3.021% | 378.7647 | 1.581% | 295.2604 | 1.334%
1.7.4 |  |  | Cable Installation |  |  | 4041.6455 | 5.879% | 611.3042 | 1.764% | 241.4914 | 1.008% | 195.2648 | 0.882%
1.7.5 |  |  | Device Installation |  |  | 684.189 | 0.9952% | 245.6501 | 0.7089% | 206.6689 | 0.8629% | 201.7962 | 0.9116%
1.7.6 |  |  | Device Comissioning |  |  | 684.189 | 0.9952% | 245.6501 | 0.7089% | 206.6689 | 0.8629% | 201.7962 | 0.9116%
1.8 |  | Decommissioning |  |  |  | 15840.5424 | 23.04% | 2434.8454 | 7.026% | 1154.4893 | 4.82% | 1015.0024 | 4.585%
1.9 |  | Contingency |  |  |  | 6249.7065 | 9.091% | 3150.2983 | 9.091% | 2177.2772 | 9.091% | 2012.5183 | 9.091%
Total Installed Cost (omits Decommissioning) |  |  |  |  | 1856.3796 | 68746.7714 | 100% | 34653.2818 | 100% | 23950.049 | 100% | 22137.7018 | 100%
2 | Annualized OPEX |  |  |  |  | 4179.0998 | 6.079% | 1054.2946 | 3.042% | 329.7306 | 1.377% | 184.7703 | 0.8346%
2.1 |  | Insurance |  |  |  | 970.8512 | 1.412% | 506.7885 | 1.462% | 200.8982 | 0.8388% | 96.4895 | 0.4359%
2.2 |  | Environmental Monitoring and Regulatory Compliance |  |  |  | 2292.2252 | 3.334% | 339.4102 | 0.9794% | 67.882 | 0.2834% | 33.941 | 0.1533%
2.3 |  | Marine Operations |  |  |  | 84.0661 | 0.1223% | 84.0661 | 0.2426% | 29.0599 | 0.1213% | 29.0599 | 0.1313%
2.4 |  | Shoreside Operations |  |  |  | 701.2359 | 1.02% | 107.2214 | 0.3094% | 24.3803 | 0.1018% | 18.0867 | 0.0817%
2.5 |  | Replacement Parts |  |  |  | 125.3594 | 0.1823% | 11.4464 | 0.03303% | 2.1483 | 0.00897% | 1.8313 | 0.008272%
2.6 |  | Consumables |  |  |  | 5.3619 | 0.0078% | 5.3619 | 0.01547% | 5.3619 | 0.02239% | 5.3619 | 0.02422%
Total Annual OPEX | [5 empty] | 4179.0998 | 6.079% | 1054.2946 | 3.042% | 329.7306 | 1.377% | 184.7703 | 0.8346%
Total LCOE [$/kWh] | [5 empty] | 4.7892 |  | 1.9799 |  | 1.2038 |  | 1.0632

## CBS (Total)
Cost Breakdown Structure for RM6 Based off of RM3 Layout | [5 empty] | Units
[5 empty] | Weight (tonnes) | 1 | in% | 10 | in% | 50 | in % | 100 | in %
1 | Capex
1.1 |  | Development |  |  |  | 5205029.9154 | 20.3% | 22990069.5924 | 17.79% | 31387064.7994 | 7.027% | 30857430.745 | 3.737%
1.1.1 |  |  | Permitting and Environmental Compliance |  |  | 3901000 | 15.21% | 19273500 | 14.91% | 23131000 | 5.179% | 23131000 | 2.801%
1.1.1.1 |  |  |  | Siting & Scoping |  | 315000 | 1.228% | 430000 | 0.3327% | 430000 | 0.09627% | 430000 | 0.05207%
1.1.1.2 |  |  |  | Pre-Installation Studies |  | 1631000 | 6.361% | 2566000 | 1.985% | 3348500 | 0.7497% | 3348500 | 0.4055%
1.1.1.3 |  |  |  | Post-Installation Studies |  | 855000 | 3.334% | 14577500 | 11.28% | 17427500 | 3.902% | 17427500 | 2.111%
1.1.1.4 |  |  |  | NEPA & Process |  | 1100000 | 4.29% | 1700000 | 1.315% | 1925000 | 0.431% | 1925000 | 0.2331%
1.1.2 |  |  | Site Assessment |  |  | 193963 | 0.7564% | 294061 | 0.2275% | 294061 | 0.06583% | 294061 | 0.03561%
1.1.3 |  |  | Project Design, Engineering, and Management |  |  | 1110066.9154 | 4.329% | 3422508.5924 | 2.648% | 7962003.7994 | 1.783% | 7432369.745 | 0.9001%
1.2 |  | Infrastructure |  |  |  | 1111000 | 4.333% | 7850000 | 6.073% | 16188000 | 3.624% | 35610000 | 4.313%
1.2.1 |  |  | Subsea Cables |  |  | 1010000 | 3.939% | 2000000 | 1.547% | 9580000 | 2.145% | 22100000 | 2.676%
1.2.2 |  |  | Terminations and Connectors |  |  | 101000 | 0.3939% | 200000 | 0.1547% | 958000 | 0.2145% | 2210000 | 0.2676%
1.2.3 |  |  | Dockside Improvements |  |  | 0 | 0% | 0 | 0% | 0 | 0% | 0 | 0%
1.2.4 |  |  | Dedicated O&M Vessel |  |  | 0 | 0% | 5650000 | 4.371% | 5650000 | 1.265% | 11300000 | 1.368%
1.2.5 |  |  | Other |  |  | 0 | 0% | 0 | 0% | 0 | 0% | 0 | 0%
1.3 |  | Mooring/Foundation |  |  |  | 835152.2742 | 3.257% | 7441596.4674 | 5.757% | 36178982.3371 | 8.1% | 70299964.6742 | 8.514%
1.3.1 |  |  | Mooring lines/chain |  |  | 548686.2742 | 2.14% | 4938176.4674 | 3.82% | 24690882.3371 | 5.528% | 49381764.6742 | 5.98%
1.3.2 |  |  | Anchors |  |  | 124166 | 0.4842% | 1042720 | 0.8067% | 4184600 | 0.9368% | 6311200 | 0.7643%
1.3.3 |  |  | Buoyancy |  |  | 60000 | 0.234% | 540000 | 0.4178% | 2700000 | 0.6045% | 5400000 | 0.654%
1.3.4 |  |  | Connecting Hardware (shackles etc.) |  |  | 102300 | 0.3989% | 920700 | 0.7123% | 4603500 | 1.031% | 9207000 | 1.115%
1.3.5 |  |  | Other |  |  | 0 | 0% | 0 | 0% | 0 | 0% | 0 | 0%
1.4 |  | Device Structural Components |  |  | 1796.7776 | 7682482.0945 | 29.96% | 54016525.7638 | 41.79% | 239249924.7607 | 53.56% | 464862307.3418 | 56.3%
1.4.1 |  |  | Backward Bent Duct Main Structure |  | 664.101 | 2839496.6457 | 11.07% | 19964868.363 | 15.45% | 88428368.655 | 19.8% | 171816210.72 | 20.81%
1.4.2 |  |  | Stern Float |  | 109.635 | 468766.3695 | 1.828% | 3295957.005 | 2.55% | 14598448.425 | 3.268% | 28364767.2 | 3.435%
1.4.3 |  |  | Bow Float |  | 100.075 | 427890.6775 | 1.669% | 3008554.725 | 2.328% | 13325486.625 | 2.983% | 25891404 | 3.136%
1.4.4 |  |  | Girders and Structural Supports |  | 922.9666 | 3946328.4018 | 15.39% | 27747145.6708 | 21.47% | 122897621.0557 | 27.51% | 238789925.4218 | 28.92%
1.5 |  | Power Take Off |  |  | 59.6019 | 1637245.8175 | 6.385% | 9749373.4396 | 7.543% | 34183640.0152 | 7.653% | 58812563.7202 | 7.122%
1.5.1 |  |  | Fabricated Circular Parts |  | 45.3226 | 1224163.2773 | 4.774% | 7134673.3379 | 5.52% | 24460195.2075 | 5.476% | 41582331.8528 | 5.036%
1.5.2 |  |  | Fabricated Rectangular Parts |  | 8.1749 | 231994.0902 | 0.9047% | 1352108.8896 | 1.046% | 4635509.6884 | 1.038% | 7880366.4703 | 0.9543%
1.5.3 |  |  | Ducting |  | 2.5481 | 5616 | 0.0219% | 47361.6166 | 0.03664% | 210219.1788 | 0.04706% | 399416.4398 | 0.04837%
1.5.4 |  |  | Rotor Blades |  | 1.3008 | 55017.73 | 0.2146% | 320654.5553 | 0.2481% | 1099317.7468 | 0.2461% | 1868840.1695 | 0.2263%
1.5.5 |  |  | Bearings |  | 0.098058 | 32054.72 | 0.125% | 277602.0183 | 0.2148% | 1255244.7367 | 0.281% | 2404104 | 0.2911%
1.5.6 |  |  | Flex Coupling |  | 0.077132 | 1400 | 0.00546% | 11806.6708 | 0.009134% | 52405.0659 | 0.01173% | 99569.6253 | 0.01206%
1.5.7 |  |  | Generator |  | 1.1275 | 35000 | 0.1365% | 308798.9021 | 0.2389% | 1414578.8743 | 0.3167% | 2724478.9119 | 0.3299%
1.5.8 |  |  | Power Electronics |  | 0.95281 | 40000 | 0.156% | 189025.6077 | 0.1462% | 559691.1083 | 0.1253% | 893267.0089 | 0.1082%
1.5.9 |  |  | Mechanical Face Seal |  | 0 | 12000 | 0.0468% | 107341.8413 | 0.08305% | 496478.4083 | 0.1112% | 960189.2417 | 0.1163%
1.6 |  | Subsystem Integration & Profit Margin |  |  |  | 931972.7912 | 3.634% | 6376589.9203 | 4.933% | 27343356.4776 | 6.122% | 52367487.1062 | 6.342%
1.7 |  | Installation |  |  |  | 5908522.33 | 23.04% | 9081973.1556 | 7.026% | 21531225.3778 | 4.82% | 37859590.6556 | 4.585%
1.7.1 |  |  | Transport to Staging Site |  |  | 29750 | 0.116% | 297500 | 0.2302% | 1487500 | 0.333% | 2975000 | 0.3603%
1.7.2 |  |  | Cable Shore Landing |  |  | 667000 | 2.601% | 767200 | 0.5935% | 767200 | 0.1718% | 1534000 | 0.1858%
1.7.3 |  |  | Mooring/Foundation System |  |  | 3193833.55 | 12.46% | 3904558.5556 | 3.021% | 7063960.7778 | 1.581% | 11013213.5556 | 1.334%
1.7.4 |  |  | Cable Installation |  |  | 1507533.78 | 5.879% | 2280164.6 | 1.764% | 4503814.6 | 1.008% | 7283377.1 | 0.882%
1.7.5 |  |  | Device Installation |  |  | 255202.5 | 0.9952% | 916275 | 0.7089% | 3854375 | 0.8629% | 7527000 | 0.9116%
1.7.6 |  |  | Device Comissioning |  |  | 255202.5 | 0.9952% | 916275 | 0.7089% | 3854375 | 0.8629% | 7527000 | 0.9116%
1.8 |  | Decommissioning |  |  |  | 5908522.33 | 8.582% | 9081973.1556 | 8.803% | 21531225.3778 | 8.906% | 37859590.6556 | 8.997%
1.9 |  | Contingency |  |  |  | 2331140.5223 | 9.091% | 11750612.8339 | 9.091% | 40606219.3768 | 9.091% | 75066934.4243 | 9.091%
Total Installed Cost (omits Decommissioning) |  |  |  |  | 1856.3796 | 25642545.745 | 99.49% | 129256741.1731 | 99.71% | 446668413.1445 | 99.82% | 825736278.6672 | 99.91%
2 | Annualized OPEX |  |  |  |  | 1558804.2399 | 6.079% | 3932518.8937 | 3.042% | 6149475.9961 | 1.377% | 6891933.5217 | 0.8346%
2.1 |  | Insurance |  |  |  | 362127.5061 | 1.412% | 1890321.1749 | 1.462% | 3746751.2897 | 0.8388% | 3599059.5675 | 0.4359%
2.2 |  | Environmental Monitoring and Regulatory Compliance |  |  |  | 855000 | 3.334% | 1266000 | 0.9794% | 1266000 | 0.2834% | 1266000 | 0.1533%
2.3 |  | Marine Operations |  |  |  | 31356.6667 | 0.1223% | 313566.6667 | 0.2426% | 541966.6667 | 0.1213% | 1083933.3333 | 0.1313%
2.4 |  | Shoreside Operations |  |  |  | 261561 | 1.02% | 399936 | 0.3094% | 454692 | 0.1018% | 674634 | 0.0817%
2.5 |  | Replacement Parts |  |  |  | 46759.0671 | 0.1823% | 42695.0521 | 0.03303% | 40066.0397 | 0.00897% | 68306.6209 | 0.008272%
2.6 |  | Consumables |  |  |  | 2000 | 0.0078% | 20000 | 0.01547% | 100000 | 0.02239% | 200000 | 0.02422%
Total Annual OPEX | [5 empty] | 1558804.2399 | 6.079% | 3932518.8937 | 3.042% | 6149475.9961 | 1.377% | 6891933.5217 | 0.8346%
Total LCOE [$/kWh] | [5 empty] | 4.7892 |  | 1.9799 |  | 1.2038 |  | 1.0632

## 1.1
1.1 Development
Cost Summary
|  |  | 1-Unit | 10-Units | 50-Units | 100-Units
| 1.1.1.1 | Siting & Scoping | 315000 | 430000 | 430000 | 430000
| 1.1.1.2 | Pre-Installation Studies | 1631000 | 2566000 | 3348500 | 3348500
| 1.1.1.3 | Post-Installation Studies | 855000 | 14577500 | 17427500 | 17427500
| 1.1.1.4 | NEPA & Process | 1100000 | 1700000 | 1925000 | 1925000
| 1.1.2 | Site Assessment | 193963 | 294061 | 294061 | 294061
| 1.1.3 | Design and Engineering | 1110066.9154 | 3422508.5924 | 7962003.7994 | 7432369.745
|  | Total | 5205029.9154 | 22990069.5924 | 31387064.7994 | 30857430.745 |  | 500
1150
1.1.1.1 | Siting and Scoping |  |  | 1 Unit | 10 Units | 10-100 Units |  | 825
|  | Resource Assessment |  | 90000 | 90000 | 90000
|  | Environmental Scoping |  | 75000 | 85000 | 85000
|  | Community Outreach |  | 65000 | 130000 | 130000
|  | Regulatory Outreach |  | 85000 | 125000 | 125000
28950
|  | Sum |  | 315000 | 430000 | 430000
1.1.1.2 | Pre-Installation Studies |  |  | 1 Unit | 10 Units | 10-100 Units
|  | Detailed Resource Assessment - Hydrodynamic modeling |  | 0 | 140000 | 140000
|  | Seabed Survey & Mapping |  | 110000 | 150000 | 310000
|  | Marine Mammals |  | 552500 | 617500 | 737500
|  | Fish and Invertebrates |  | 617000 | 682000 | 927000
|  | Seabirds |  | 93500 | 123500 | 123500
|  | Turtles |  | 23500 | 88500 | 88500
|  | Water Quality |  | 47000 | 159500 | 207000
|  | Habitat |  | 20000 | 60000 | 247500
|  | Cultural Resources |  | 105000 | 120000 | 127500
|  | Navigation |  | 12500 | 12500 | 27500
|  | Recreation |  | 50000 | 300000 | 300000
|  | Acoustic Baseline Modeling |  | 0 | 112500 | 112500
|  | Sum |  | 1631000 | 2566000 | 3348500
1.1.1.3 | Post-Install Capital |  |  | 1 Unit | 10 Units | 10-100 Units | 10-100 Unit 30yr pricing notes
|  | Marine Mammals and Turtles |  | 362500 | 540000 | 677500 | Per year for 2-3 years then lower cost per year later on
|  | Fish |  | 0 | 177500 | 315000 | Per year for 2-3 years then lower cost per year later on
|  | Seabirds |  | 200000 | 290000 | 290000 | Per year for 2-3 years then lower cost per year later on
|  | Benthos |  | 225000 | 525000 | 600000 | Per year for 2-3 years then lower cost per year later on
|  | Acoustic Characterization Monitoring |  | 67500 | 67500 | 67500
|  | Ecosystem Effects Seabird |  | 0 | 350000 | 350000 | Per year for 3-5 years then lower cost per year later on. Costs may increase periodically (typically every 5 years)
|  | Ecosystem Effects Marine Mammals & Turtles |  | 0 | 350000 | 350000 | Per year for 3-5 years then lower cost per year later on. Costs may increase periodically (typically every 5 years)
|  | Ecosystem Effects Fish |  | 0 | 350000 | 350000 | Per year for 3-5 years then lower cost per year later on. Costs may increase periodically (typically every 5 years)
|  | Acoustic Effects on Human Uses |  | 0 | 75000 | 750000
|  | Navigation |  | 0 | 37500 | 37500
|  | Sum (per year) |  | 855000 | 2762500 | 3787500
|  | Total (Assuming 30 years) |  | 855000 | 14577500 | 17427500 | Appendix A:Commercial Post-Installation Studes (PNNL RM6 Report)
1.1.1.4 | NEPA and Process |  |  | 1 Unit | 10 Units | 10-100 Units
|  | NEPA Document Preparation |  | 800000 | 1100000 | 1325000
|  | Monitoring and Study Plans |  | 300000 | 600000 | 600000
|  | Sum |  | 1100000 | 1700000 | 1925000
1.1.2 | Site Assessment |  |  | 1-Unit | 10-Units | 50-Units | 100-Units
|  | Survey |  | 193963 | 294061 | 294061 | 294061
|  | Sum |  | 193963 | 294061 | 294061 | 294061
1.1.3 | Design & Engineering |  |  | 1-Unit | 10-Units | 50-Units | 100-Units
|  | Installed Cost |  | 22201338.3074 | 114083619.7468 | 398100189.9684 | 743236974.4979
|  | % of total assumpton |  | 5% | 3% | 2% | 1%
|  | Cost |  | 1110066.9154 | 3422508.5924 | 7962003.7994 | 7432369.745
Cost Estimating Notes
1.1.1 | Actual cost breakdowns are provided in separate report by PNNL (average values carried forward to this spreadsheet)
1.1.2 | - Bathimtric and Geophysical Survey
- Small site survey with dimensions of 3.5km x 1km one trunck cable corridor
- Large site survey with dimensions of 16.5km x 1km with trunck cable survey
- Includes: bathimetry, sub-bottom profiling, Magnetometer, Grab Samples, Underwater Video
1.1.3 | Design & Engineering is taken as a percentage of total hard cost of the device
Data Sources
1.1.1.1 | PNNL - Detailed in Separate Document
1.1.1.2 | PNNL - Detailed in Separate Document
1.1.1.3 | PNNL - Detailed in Separate Document
1.1.1.4 | PNNL - Detailed in Separate Document
1.1.2 | Estimate from Survey Company from RM3
1.1.3 | Estimate using RE Vision values

## 1.2 (RM3) (hidden)
1.2 Infrastructure
Cost Summary |  |  | Units | 1 | 10 | 50 | 100
| 1.2.1 | Subsea Cables |  | 900000 | 900000 | 3360000 | 8700000
| 1.2.2 | Terminations and Connectors |  | 90000 | 90000 | 336000 | 870000
| 1.2.3 | Dockside Improvements |  | 0 | 0 | 0 | 0
| 1.2.4 | Dedicated O&M Vessel |  | 0 | 3870000 | 3870000 | 7740000
| 1.2.5 | Other
|  | Totals |  | 990000 | 4860000 | 7566000 | 17310000
1.2.1 Subsea Cables |  |  |  | # | Units
|  |  | 1 | 10 | 50 | 100
Capacity
|  | Unit Capacity (kW) | 350 | 350 | 350 | 350
|  | Plant Capacity (MW) | 0.35 | 3.5 | 17.5 | 35
|  | Target Cable Capacity incl. 20% contingency (MW) | 0.42 | 4.2 | 21 | 42
Determining Trunk-cable length, shore to first junction box
|  | Site Distance to shore | 5000 | 5000 | 5000 | 5000
|  | Array Cable | 0 | 0 | 9000 | 24000
|  | Contingency Cable Length incl. 20% Contingency (m) | 6000 | 6000 | 16800 | 34800
Inter-Device Cable Length
|  | Per Device Cable Length | 800 | 800 | 800 | 800
|  | Total Cable Length | 800 | 8000 | 40000 | 80000
Subsea Cable Cost
|  | Trunk Cable Cost ($/m) | 150 | 150 | 200 | 250
|  | Inter-Device Cable Cost (included in 1.5) | 0 | 0 | 0 | 0
Total Cost
|  | Trunck Cable | 900000 | 900000 | 3360000 | 8700000
|  | Inter-Device Cable | 0 | 0 | 0 | 0
|  | Total | 900000 | 900000 | 3360000 | 8700000
1.2.2 Terminations and Connectors
|  |  | 1-Unit | 10-Units | 50-Units | 100-Units
|  | 10% of Subsea Cable Cost | 90000 | 90000 | 336000 | 870000
|  | Cost | 90000 | 90000 | 336000 | 870000
1.2.3 Dockside Improvements
|  |  | 1-Unit | 10-Units | 50-Units | 100-Units
None
|  | Cost | 0 | 0 | 0 | 0
1.2.4 Dedicated O&M Vessel
|  |  | 1-Unit | 10-Units | 50-Units | 100-Units
Notes:
- Ship Conversion including: (1) DP-1, Crane, Whinch, Delivery etc.
- Using new vessel, values come in between $4.09M and $5.65M
- Using used vessel, values are estimated between $2.09M and $3.1M
|  | Vessel |  | 3870000 | 3870000 | 7740000
|  | Cost | 0 | 3870000 | 3870000 | 7740000
Cost Estimating Notes
| 1.2.1 | Rough Estimates were used for subsea cable cost
| 1.2.2 | Terminations and Connectors are difficult to estimate without a detailed design effort. Estimated them as 10% of Cable cost
| 1.2.3 | Not estimated, but included in project contingency
| 1.2.4 | See notes above
Data Sources
| 1.2.1 | RE Vision
| 1.2.2 | RE Vision
| 1.2.3 | RE Vision
| 1.2.4 | RE Vision

## 1.2
1.2 Infrastructure
Cost Summary |  |  | Units | 1 | 10 | 50 | 100
| 1.2.1 | Subsea Cables |  | 1010000 | 2000000 | 9580000 | 22100000
| 1.2.2 | Terminations and Connectors |  | 101000 | 200000 | 958000 | 2210000
| 1.2.3 | Dockside Improvements |  | 0 | 0 | 0 | 0
| 1.2.4 | Dedicated O&M Vessel |  | 0 | 5650000 | 5650000 | 11300000
| 1.2.5 | Other
|  | Totals |  | 1111000 | 7850000 | 16188000 | 35610000
1.2.1 Subsea Cables |  |  |  | # | Units
|  |  | 1 | 10 | 50 | 100
Capacity
|  | Unit Capacity (kW) | 350 | 350 | 350 | 350
|  | Plant Capacity (MW) | 0.35 | 3.5 | 17.5 | 35
|  | Target Cable Capacity incl. 20% contingency (MW) | 0.42 | 4.2 | 21 | 42
Determining Trunk-cable length, shore to first junction box
|  | Site Distance to shore | 5000 | 5000 | 5000 | 5000
|  | Array Cable | 0 | 0 | 12000 | 32000
|  | Contingency Cable Length incl. 20% Contingency (m) | 6000 | 6000 | 20400 | 44400
Inter-Device Cable Length
|  | Per Device Cable Length | 1000 | 1000 | 1000 | 1000
|  | Total Cable Length | 1000 | 10000 | 50000 | 100000
Subsea Cable Cost
|  | Trunk Cable Cost ($/m) | 150 | 150 | 200 | 250
|  | Inter-Device Cable Cost | 110 | 110 | 110 | 110 | *RM3 Estimate
Total Cost
|  | Trunck Cable | 900000 | 900000 | 4080000 | 11100000
|  | Inter-Device Cable | 110000 | 1100000 | 5500000 | 11000000
|  | Total | 1010000 | 2000000 | 9580000 | 22100000
1.2.2 Terminations and Connectors
|  |  | 1-Unit | 10-Units | 50-Units | 100-Units
|  | 10% of Subsea Cable Cost | 101000 | 200000 | 958000 | 2210000
|  | Cost | 101000 | 200000 | 958000 | 2210000
1.2.3 Dockside Improvements
|  |  | 1-Unit | 10-Units | 50-Units | 100-Units
None
|  | Cost | 0 | 0 | 0 | 0
1.2.4 Dedicated O&M Vessel
|  |  | 1-Unit | 10-Units | 50-Units | 100-Units
Notes:
- Ship Conversion including: (1) DP-1, Crane, Whinch, Delivery etc.
- Using new vessel, values come in between $4.09M and $5.65M
- Using used vessel, values are estimated between $2.09M and $3.1M
|  | Vessel |  | 5650000 | 5650000 | 11300000 | *Use high dollar estimate due to the increased crane capacity required for RM6 (Jenne)
|  | Cost | 0 | 5650000 | 5650000 | 11300000
Cost Estimating Notes
| 1.2.1 | Based off of RM3 estimates with updated spacing between devices (800m vs 600m)
| 1.2.2 | Terminations and Connectors are difficult to estimate without a detailed design effort. Estimated them as 10% of Cable cost
| 1.2.3 | Not estimated, but included in project contingency
| 1.2.4 | See notes above
Data Sources
| 1.2.1 | RE Vision
| 1.2.2 | RE Vision
| 1.2.3 | RE Vision estimated values, high estimate used unless more appropriate value is found (Jenne)
| 1.2.4 | RE Vision

## 1.3 (RM3) (hidden)
1.3 Mooring/Foundation
Cost Summary |  |  | Units | 1 | 10 | 50 | 100
| 1.3.1 | Mooring lines/chain |  | 182475 | 1642275 | 8211375 | 16422750
| 1.3.2 | Anchors |  | 180000 | 1620000 | 8100000 | 16200000
| 1.3.3 | Buoyancy |  | 60000 | 540000 | 2700000 | 5400000
| 1.3.3 | Connecting Hardware (shackles etc.) |  | 102300 | 920700 | 4603500 | 9207000
| 1.3.4 | Other
| Total |  |  | 524775 | 4722975 | 23614875 | 47229750
[5 empty] | # | Units
1.3.1 Mooring Lines / Chain |  |  |  | 1 | 10 | 50 | 100
| Wire Rope to Sub-Sea Buoys |  |  | 27000 | 243000 | 1215000 | 2430000
| Nylon Line 5.75" |  |  | 43875 | 394875 | 1974375 | 3948750
| Chain 3.5 inch, 90 foot shot |  |  | 111600 | 1004400 | 5022000 | 10044000
| Total |  |  | 182475 | 1642275 | 8211375 | 16422750
[5 empty] | # | Units
1.3.2 Anchors |  |  |  | 1 | 10 | 50 | 100
| Anchor - Bruce Mk-4, 9-tonne |  |  | 180000 | 1620000 | 8100000 | 16200000
| Total |  |  | 180000 | 1620000 | 8100000 | 16200000
[5 empty] | # | Units
1.3.3 Buoyancy |  |  |  | 1 | 10 | 50 | 100
| Sub-Sea Buoys (55kN net buoyancy) |  |  | 60000 | 540000 | 2700000 | 5400000
| Total |  |  | 60000 | 540000 | 2700000 | 5400000
[5 empty] | # | Units
1.3.4 Connecting Hardware |  |  |  | 1 | 10 | 50 | 100
| Anchor Joining Link |  |  | 14100 | 126900 | 634500 | 1269000
| Chain joining link |  |  | 14400 | 129600 | 648000 | 1296000
| Sinker (10-tonnes) |  |  | 27000 | 243000 | 1215000 | 2430000
| Shackles |  |  | 46800 | 421200 | 2106000 | 4212000
| Total |  |  | 102300 | 920700 | 4603500 | 9207000
Cost Estimating Notes
1.3.1 | Based on Preliminary Mooring Design
1.3.2 | Based on Preliminary Mooring Design
1.3.3 | Based on Preliminary Mooring Design
1.3.4 | Based on Preliminary Mooring Design
Data Sources
1.3.1 | RE Vision
1.3.2 | RE Vision
1.3.3 | RE Vision
1.3.4 | RE Vision

## 1.3
1.3 Mooring/Foundation
Cost Summary |  |  | Units | 1 | 10 | 50 | 100
| 1.3.1 | Mooring lines/chain |  | 548686.2742 | 4938176.4674 | 24690882.3371 | 49381764.6742
| 1.3.2 | Anchors |  | 124166 | 1042720 | 4184600 | 6311200
| 1.3.3 | Buoyancy |  | 60000 | 540000 | 2700000 | 5400000
| 1.3.3 | Connecting Hardware (shackles etc.) |  | 102300 | 920700 | 4603500 | 9207000
| 1.3.4 | Other
| Total |  |  | 835152.2742 | 7441596.4674 | 36178982.3371 | 70299964.6742 | 744159.6467 | 723579.6467 | 702999.6467
[5 empty] | # | Units
1.3.1 Mooring Lines / Chain |  |  |  | 1 | 10 | 50 | 100 |  | L [m] | $/m [1] | $/m [10] | $/m [50] | $/m [100] |  | We need Poly with MBL of 5754 kN, 5.75" Nylon has MBL of 3680 kN. Unless quote comes in use ReVision $/m estimate x factor of 1.56 (5754/3680)
total Length [m]
| Poly Line MBL 5754 kN (three 45m Lines per device) |  | 135 | 11535.6742 | 103821.0674 | 519105.3371 | 1038210.6742 | Nylon | 801 | 54.7753 | 49.2978 | 49.2978 | 49.2978
| Chain R4 58mm Studless (2 @ 765m, 1 @ 155m) |  | 1685 | 510150.6 | 4591355.4 | 22956777 | 45913554 | Nylon x 1.56 | - | 85.4494 | 76.9045 | 76.9045 | 76.9045
| Wire Rope to Sub-Sea Buoys |  |  | 27000 | 243000 | 1215000 | 2430000 | Chain | 82.3 | 1356.0146 | 1220.4131 | 1220.4131 | 1220.4131 | ** Based on Email from Eric Sherman (4/11/2012) this is nearly double. Eric's rule of thumb was $/kg with weight being d^2*.02 for studless
| Nylon Line 5.75" |  |  | 43875 | 394875 | 1974375 | 3948750 | 58mm Chain ($~4/kg) | - | 302.76 | 272.484 | 272.484 | 272.484 | ** Assumes $4.5/kg estimate for qty 1 with 10% reduction on 10-100 qty ($4.05/kg)
| Chain 3.5 inch, 90 foot shot |  |  | 111600 | 1004400 | 5022000 | 10044000
[9 empty] | 58mm mass | 67.28 | kg/m
| Total |  |  | 548686.2742 | 4938176.4674 | 24690882.3371 | 49381764.6742 |  | Total L | 1685 | m
[5 empty] | # | Units
|  |  |  | 1 | 10 | 50 | 100
1.3.2 Anchors |  |  | mass [tonne] | [5 empty] | Stevpris Quote (at time of quote 1€ = 1.372 USD)
| Anchor - Aft Anchor Stevpris Mk6, 1-tonne |  | 1 | 8918 | 82320 | 343000 | 548800 |  |  | 1 | 10 | 50 | 100
| Anchor - Fore Anchor Stevpris Mk6, 7-tonne (x 2) |  | 14 | 115248 | 960400 | 3841600 | 5762400 |  | 1 tonne | 6500 | 60000 | 250000 | 400000
[9 empty] | USD | 8918 | 82320 | 343000 | 548800
| Total |  |  | 124166 | 1042720 | 4184600 | 6311200 |  | 5 tonne (x2) | 60000 | 500000 | 2000000 | 3000000
[9 empty] | USD | 82320 | 686000 | 2744000 | 4116000
[5 empty] | # | Units
|  |  |  | 1 | 10 | 50 | 100 |  | 7(x2) tonne extrapolation | 84000 | 700000 | 2800000 | 4200000 | scaled by (7/5) from 5 tonne
[10 empty] | 115248 | 960400 | 3841600 | 5762400
1.3.3 Buoyancy | Sub-Sea Buoys (55kN net buoyancy) |  |  | 60000 | 540000 | 2700000 | 5400000
| Total |  |  | 60000 | 540000 | 2700000 | 5400000
[5 empty] | # | Units
|  |  |  | 1 | 10 | 50 | 100
1.3.4 Connecting Hardware | Anchor Joining Link |  |  | 14100 | 126900 | 634500 | 1269000
| Chain joining link |  |  | 14400 | 129600 | 648000 | 1296000
| Sinker (10-tonnes) |  |  | 27000 | 243000 | 1215000 | 2430000
| Shackles |  |  | 46800 | 421200 | 2106000 | 4212000
| Total |  |  | 102300 | 920700 | 4603500 | 9207000
Cost Estimating Notes
1.3.1 | Based on Preliminary Mooring Design
1.3.2 | Based on Preliminary Mooring Design
Data Sources
1.3.1 (Poly) | RE Vision mass estimate with scaling factor
1.3.1 (Chain) | $/kg estimate from Vicinay (2011)
1.3.1 (Wire Rope) | Estimate from RM3 ReVision
1.3.2 | StevPris Quote # 9327 (modified to account for 5-7 tonne change)
1.3.3 | RE Vision
1.3.4 | RE Vision

## 1.4 (RM3) (hidden)
1.4 Device Structural Components
Cost Summary |  |  |  | 1 | 10 | 50 | 100 | Weight (tonnes) | PROGRESS RATIO (PR)
| 1.4.1 |  | Surface Float | 894241.1454 | 6220786.6201 | 27374083.7994 | 53048701.149 | 205.44 | Cx = cost to produce xth unit
| 1.4.2 |  | Vertical Column | 921357.2792 | 6544935.441 | 29155570.0724 | 56827841.0474 | 223.64 | x = cumulative production up to & including xth unit
| 1.4.3 |  | Reaction Plate | 1065825.4675 | 7503582.0534 | 33223658.9095 | 64567902.9546 | 244.73 | PR = Cx2/Cx1 |  | PR = 2m | PR = ax2m/ax1m |  | for x2 = 2x1
| 1.4.4 |  | Device Access (Railings, Ladders, etc) | 57628.4778 | 405386.0823 | 1795066.2556 | 3488888.903 | 13.4762 | m = learning parameter (measure of rate of cost reductions as cumulative production increases)
a = cost to produce 1st unit
|  | Total |  | 2939052.3699 | 20674690.1967 | 91548379.0369 | 177933334.054 | 687.2862 |  |  | m = (log(Cx) -log(a))/log(x)
|  |  |  | 4276.3151 | 3008.1631 | 2664.054 | 2588.9263
1.4.1 | Surface Float | [7 empty] | PROGRESS RATIO | Learning Rate |  | COST REDUCTION TRENDS
[5 empty] | 1-Unit | 10-Units | 50-Units | 100-Units | PR = Cx2/Cx1, for x2 = 2x1 | LR = 1-PR |  | From 1 to 10 | From 10 to 50 | From 50 to 100
|  | Material |  |  | 440328.2331 | 371343.6067 | 352262.5865 | 352262.5865 | 100% | 0% |  | -15.67% | -5.138% | 0%
|  | Labor |  |  | 259506.7383 | 182871.2973 | 143185.7975 | 128867.2178 | 90% | 10% |  | -29.53% | -21.7% | -10%
|  | Non-Reccuring |  |  | 113111.5244 | 11311.1524 | 2262.2305 | 1131.1152 | 50% | 50% |  | -90% | -80% | -50%
|  | Profit |  |  | 81294.6496 | 56552.6056 | 49771.0615 | 48226.092 | 96.9% | 3.104% |  | -30.44% | -11.99% | -3.104%
|  | Total |  |  | 894241.1454 | 622078.662 | 547481.676 | 530487.0115 |  |  |  | -30.44% | -11.99% | -3.104%
|  | $/tonne |  |  | 4352.8093 | 3028.0309 | 2664.9225 | 2582.1992
|  | Mass |  | 205.44 | tonnes
1.4.2 | Vertical Column
[5 empty] | 1-Unit | 10-Units | 50-Units | 100-Units |  |  |  | From 1 to 10 | From 10 to 50 | From 50 to 100
|  | Material |  |  | 504860.1453 | 425765.5384 | 403888.1163 | 403888.1163 | 100% | 0% |  | -15.67% | -5.138% | 0%
|  | Labor |  |  | 224834.6972 | 158438.3242 | 124055.1041 | 111649.5937 | 90% | 10% |  | -29.53% | -21.7% | -10%
|  | Non-Recurring |  |  | 107902.684 | 10790.2684 | 2158.0537 | 1079.0268 | 50% | 50% |  | -90% | -80% | -50%
|  | Profit |  |  | 83759.7527 | 59499.4131 | 53010.1274 | 51661.6737 | 97.46% | 2.544% |  | -28.96% | -10.91% | -2.544%
|  | Total |  |  | 921357.2792 | 654493.5441 | 583111.4014 | 568278.4105 |  |  |  | -28.96% | -10.91% | -2.544%
|  | $/tonne |  |  | 4119.8233 | 2926.5496 | 2607.3663 | 2541.041
|  | Mass |  | 223.64 | tonnes
1.4.3 | Reaction Plate
[5 empty] | 1-Unit | 10-Units | 50-Units | 100-Units |  |  |  | From 1 to 10 | From 10 to 50 | From 50 to 100
|  | Material |  |  | 554330.9167 | 467485.9035 | 443464.7333 | 443464.7333 | 100% | 0% |  | -15.67% | -5.138% | 0%
|  | Labor |  |  | 286425.0204 | 201840.289 | 158038.2662 | 142234.4395 | 90% | 10% |  | -29.53% | -21.7% | -10%
|  | Non-recurring |  |  | 128176.3061 | 12817.6306 | 2563.5261 | 1281.7631 | 50% | 50% |  | -90% | -80% | -50%
|  | Profit |  |  | 96893.2243 | 68214.3823 | 60406.6526 | 58698.0936 | 97.17% | 2.828% |  | -29.6% | -11.45% | -2.828%
|  | Total |  |  | 1065825.4675 | 750358.2053 | 664473.1782 | 645679.0295 |  |  |  | -29.6% | -11.45% | -2.828%
|  | $/tonne |  |  | 4355.1075 | 3066.0655 | 2715.1276 | 2638.3322
|  | Mass |  | 244.73 | tonnes
1.4.4 | Device Access (Railings, Ladders, etc)
[5 empty] | 1-Unit | 10-Units | 50-Units | 100-Units |  |  |  | From 1 to 10 | From 10 to 50 | From 50 to 100
|  | Structural Cost Total from 1-3 |  |  | 2881423.8921 | 2026930.4114 | 1795066.2556 | 1744444.4515 | 97.18% | 2.82% |  | -29.66% | -11.44% | -2.82%
|  | % of Structural |  |  | 2% | 2% | 2% | 2% | 100% | 0% |  | 0% | 0% | 0%
|  | Total |  |  | 57628.4778 | 40538.6082 | 35901.3251 | 34888.889 | 97.18% | 2.82% |  | -29.66% | -11.44% | -2.82%
|  | $/tonne |  |  | 4276.3151 | 3008.1631 | 2664.054 | 2588.9263
|  | Unknown |  | 13.4762 | tonnes
Cost Estimating Notes
1.4.1 | Structural Design Details can be found in the main report, all costs are shown on a per unit basis, total costs are calculated in the summary
1.4.2 | Structural Design Details can be found in the main report, all costs are shown on a per unit basis, total costs are calculated in the summary
1.4.3 | Structural Design Details can be found in the main report, all costs are shown on a per unit basis, total costs are calculated in the summary
1.4.4 | Concept design did not allow to refine all design details. Used 2% of structural cost to account for ssmaller items such as device access, connecting elements etc.
Data Sources
1.4.1 | RE Vision Estimate
1.4.2 | RE Vision Estimate
1.4.3 | RE Vision Estimate
1.4.4 | RE Vision Estimate from similar experience

## 1.4
1.4 Device Structural Components
Cost Summary |  |  |  | 1 | 10 | 50 | 100 | Weight (tonnes)
| 1.4.1 |  | Backward Bent Duct Main Structure | 2839496.6457 | 19964868.363 | 88428368.655 | 171816210.72 | 664.101
| 1.4.2 |  | Stern Float | 468766.3695 | 3295957.005 | 14598448.425 | 28364767.2 | 109.635
| 1.4.3 |  | Bow Float | 427890.6775 | 3008554.725 | 13325486.625 | 25891404 | 100.075
| 1.4.4 |  | Girders and Structural Supports | 3946328.4018 | 27747145.6708 | 122897621.0557 | 238789925.4218 | 922.9666
|  | Total |  | 7682482.0945 | 54016525.7638 | 239249924.7607 | 464862307.3418 | 1796.7776
|  |  |  | 4275.7 | 3006.3 | 2663.1 | 2587.2
$/kg estimates (Average of RM3 estimates by ReVision)
|  |  |  | 1 | 10 | 50 | 100 |  | ReVision $/tonne estimates (Float, Column, Reaction Plate)
|  |  | Material [$/tonne] | 2222 | 1873 | 1778 | 1778 |  | 1.4.1 | 2143.3423 | 1807.5526 | 1714.6738 | 1714.6738
|  |  | Labor | 1146 | 808 | 633 | 569 |  |  | 1263.1753 | 890.1446 | 696.9714 | 627.2742
|  |  | Non-Reccuring | 519 | 52 | 10 | 5 |  |  | 550.5818 | 55.0582 | 11.0116 | 5.5058
|  |  | Profit (10% of Material,Labor,Non-Recurring) | - | - | - | - |  |  | 395.7099 | 275.2755 | 242.2657 | 234.7454
1.4.1 | Backward Bent Duct Main Structure | [7 empty] | 1.4.2 | 2257.468 | 1903.7987 | 1805.9744 | 1805.9744
|  |  |  | 1 | 10 | 50 | 100 |  |  | 1005.3421 | 708.4525 | 554.7089 | 499.238
|  | Material |  | 1475632.422 | 12438611.73 | 59038578.9 | 118077157.8 |  |  | 482.4838 | 48.2484 | 9.6497 | 4.8248
|  | Labor |  | 761059.746 | 5365936.08 | 21018796.65 | 37787346.9 |  |  | 374.5294 | 266.05 | 237.0333 | 231.0037
|  | Non-Reccuring |  | 344668.419 | 345332.52 | 332050.5 | 332050.5
|  | Profit |  | 258136.0587 | 1814988.033 | 8038942.605 | 15619655.52 |  | 1.4.3 | 2265.0714 | 1910.2109 | 1812.0571 | 1812.0571
[10 empty] | 1170.3715 | 824.7468 | 645.7658 | 581.1892
|  | Total |  | 2839496.6457 | 19964868.363 | 88428368.655 | 171816210.72 |  |  | 523.7458 | 52.3746 | 10.4749 | 5.2375
|  | $/tonne |  | 4275.7 | 30063 | 133155 | 258720 |  |  | 395.9189 | 278.7332 | 246.8298 | 239.8484
|  | Mass | 664.101 | tonnes
1.4.2 | Stern Float
|  |  |  | 1 | 10 | 50 | 100
|  | Material |  | 243608.97 | 2053463.55 | 9746551.5 | 19493103
|  | Labor |  | 125641.71 | 885850.8 | 3469947.75 | 6238231.5
|  | Non-Reccuring |  | 56900.565 | 57010.2 | 54817.5 | 54817.5
|  | Profit |  | 42615.1245 | 299632.455 | 1327131.675 | 2578615.2
|  | Total |  | 468766.3695 | 3295957.005 | 14598448.425 | 28364767.2
|  | $/tonne |  | 4275.7 | 30063 | 133155 | 258720
|  | Mass | 109.635 | tonnes
1.4.3 | Bow Float
|  |  |  | 1 | 10 | 50 | 100
|  | Material |  | 222366.65 | 1874404.75 | 8896667.5 | 17793335
|  | Labor |  | 114685.95 | 808606 | 3167373.75 | 5694267.5
|  | Non-Reccuring |  | 51938.925 | 52039 | 50037.5 | 50037.5
|  | Profit |  | 38899.1525 | 273504.975 | 1211407.875 | 2353764
|  | Total |  | 427890.6775 | 3008554.725 | 13325486.625 | 25891404
|  | $/tonne |  | 4275.7 | 30063 | 133155 | 258720
|  | Mass | 100.075 | tonnes
1.4.4 | Girders and Structural Supports
|  |  |  | 1 | 10 | 50 | 100 |  | T-Girder Masses | [5 empty] | L-Supports
|  | Material |  | 2050831.8425 | 17287164.9009 | 82051733.0318 | 164103466.0637 |  | Part Number | Length [m] | mass [kg] | qty | total length [m] | total part mass [kg] |  | Part Number | Length [m] | mass [kg] | qty | total length [m] | total part mass [kg]
|  | Labor |  | 1057719.7531 | 7457570.3363 | 29211893.7059 | 52516801.0069 |  | G02 | 7 | 1453.5132 | 76 | 532 | 110467.0047 |  | S01 | 1.97 | 71.0964 | 2800 | 5516 | 199069.948
|  | Non-Reccuring |  | 479019.6788 | 479942.6454 | 461483.3129 | 461483.3129 |  | G03 | 1 | 207.64 | 19 | 19 | 3945.16 |  | S02 | 2.22 | 80.0258 | 1332 | 2957.04 | 106594.3123
|  | Profit |  | 358757.1274 | 2522467.7883 | 11172511.0051 | 21708175.0383 |  | G04 | 8.5 | 1764.98 | 49 | 416.5 | 86484.02 |  | S03 | 2.2 | 79.38 | 13 | 28.6 | 1031.94
[9 empty] | G05 | 5.45 | 1131.66 | 10 | 54.5 | 11316.6 |  | S04 | 1.73 | 62.35 | 33 | 57.09 | 2057.55
|  | Total |  | 3946328.4018 | 27747145.6708 | 122897621.0557 | 238789925.4218 |  | G06 | 3.5 | 726.76 | 13 | 45.5 | 9447.88 |  | S05 | 1.47 | 53.09 | 37 | 54.39 | 1964.33
|  | $/tonne |  | 4275.7 | 30063 | 133155 | 258720 |  | G07 | 5.12 | 1063.66 | 26 | 133.12 | 27655.16 |  | S06 | 3.8 | 136.7056 | 37 | 140.6 | 5058.1065
|  | Mass | 922.9666 | tonnes |  |  |  |  | G08 | 7.5 | 1557.34 | 26 | 195 | 40490.84 |  | S07 | 0.5 | 18 | 84 | 42 | 1512
[9 empty] | G09 | 6.75 | 1401.602 | 136 | 918 | 190617.8774 |  | S08 | 0.97 | 35.1 | 43 | 41.71 | 1509.3
| 1.4.4.1 |  | T Girders (2,822 linear meters) | 583.9707 | tonnes |  |  |  | G10* | 22.95 | 4581.7699 | 11 | 252.45 | 50399.4693 |  | S09 | 2.24 | 80.51 | 37 | 82.88 | 2978.87
| 1.4.4.2 |  | L supports (8,920 linear meters) | 320.536 | tonnes |  |  |  | G11 | 8.48 | 1761.6788 | 11 | 93.28 | 19378.4667 |  | blk01 | - | 1085.8785 | 17 |  | 18459.9348
| 1.4.4.3 |  | Center duct supports (blk01.sldprt) | 18.4599 | tonnes |  |  |  | G12 | 14.78 | 3069.8407 | 11 | 162.58 | 33768.2476 |  | Vent Extrusions | - |  | 4 |  | -1239.92 | *Vent Extrusions only affect S06 supports
[9 empty] | Totals |  |  |  | 2821.93 | 583970.7258 |  | Totals |  |  |  | 8920.31 | 338996.3716
|  |  | Total Girder and Support Mass | 922.9666 | tonnes
*G10 has 33.66 degree miter cuts on each end (length is longest end)
Cost Estimating Notes
1.4.1 | Used Average $/kg estimate from ReVision
1.4.2 | Used Average $/kg estimate from ReVision
1.4.3 | Used Average $/kg estimate from ReVision
1.4.4 | Used Average $/kg estimate from ReVision
1.4.1 | Surface Float
[5 empty] | 1-Unit | 10-Units | 50-Units | 100-Units
|  | Material |  | 1714.6738 | 440328.2331 | 371343.6067 | 352262.5865 | 352262.5865
|  | Labor |  | 1263.1753 | 259506.7383 | 182871.2973 | 143185.7975 | 128867.2178
|  | Non-Reccuring |  | 550.5818 | 113111.5244 | 11311.1524 | 2262.2305 | 1131.1152
|  | Profit |  | 395.7099 | 81294.6496 | 56552.6056 | 49771.0615 | 48226.092
|  | Total |  |  | 894241.1454 | 622078.662 | 547481.676 | 530487.0115
|  | $/tonne |  |  | 4352.8093 | 3028.0309 | 2664.9225 | 2582.1992
|  | Mass |  | 205.44 | tonnes
[5 empty] | 0.58935 | 0.49246 | 0.40647 | 0.36583
1.4.2 | Vertical Column
[5 empty] | 1-Unit | 10-Units | 50-Units | 100-Units
|  | Material |  | 1805.9744 | 504860.1453 | 425765.5384 | 403888.1163 | 403888.1163
|  | Labor |  | 1005.3421 | 224834.6972 | 158438.3242 | 124055.1041 | 111649.5937
|  | Non-Recurring |  | 482.4838 | 107902.684 | 10790.2684 | 2158.0537 | 1079.0268
|  | Profit |  | 374.5294 | 83759.7527 | 59499.4131 | 53010.1274 | 51661.6737
|  | Total |  |  | 921357.2792 | 654493.5441 | 583111.4014 | 568278.4105
|  | $/tonne |  |  | 4119.8233 | 2926.5496 | 2607.3663 | 2541.041
|  | Mass |  | 223.64 | tonnes
1.4.3 | Reaction Plate
[5 empty] | 1-Unit | 10-Units | 50-Units | 100-Units
|  | Material |  | 1812.0571 | 554330.9167 | 467485.9035 | 443464.7333 | 443464.7333
|  | Labor |  | 1170.3715 | 286425.0204 | 201840.289 | 158038.2662 | 142234.4395
|  | Non-recurring |  | 523.7458 | 128176.3061 | 12817.6306 | 2563.5261 | 1281.7631
|  | Profit |  | 395.9189 | 96893.2243 | 68214.3823 | 60406.6526 | 58698.0936
|  | Total |  |  | 1065825.4675 | 750358.2053 | 664473.1782 | 645679.0295
|  | $/tonne |  |  | 4355.1075 | 3066.0655 | 2715.1276 | 2638.3322
|  | Mass |  | 244.73 | tonnes
1.4.4 | Device Access (Railings, Ladders, etc)
[5 empty] | 1-Unit | 10-Units | 50-Units | 100-Units
|  | Structural Cost Total from 1-3 |  |  | 2881423.8921 | 2026930.4114 | 1795066.2556 | 1744444.4515
|  | % of Structural |  |  | 2% | 2% | 2% | 2%
|  | Total |  |  | 57628.4778 | 40538.6082 | 35901.3251 | 34888.889
|  | $/tonne |  |  | 4276.3151 | 3008.1631 | 2664.054 | 2588.9263
|  | Unknown |  | 13.4762 | tonnes
Cost Estimating Notes
1.4.1 | Structural Design Details can be found in the main report, all costs are shown on a per unit basis, total costs are calculated in the summary
1.4.2 | Structural Design Details can be found in the main report, all costs are shown on a per unit basis, total costs are calculated in the summary
1.4.3 | Structural Design Details can be found in the main report, all costs are shown on a per unit basis, total costs are calculated in the summary
1.4.4 | Concept design did not allow to refine all design details. Used 2% of structural cost to account for ssmaller items such as device access, connecting elements etc.
Data Sources
1.4.1 | RE Vision Estimate
1.4.2 | RE Vision Estimate
1.4.3 | RE Vision Estimate
1.4.4 | RE Vision Estimate from similar experience

## 1.5 (RM3) (hidden)
1.5 Power Take Off
Cost Summary |  |  |  | Single Unit in Mass Production | 1 | 10 | 50 | 100 | Prog Ratio | Mass (kg) | Learning Rate: LR = 1 - PR
| 1.5.1 |  | Generator | 20037.16 | 25740 | 227101.823 | 1040339.5245 | 2003700 | 96.3% | 2073.5 | 3.7%
| 1.5.2 |  | Hydraulic Components (all) | 95755.66 | 115140.74 | 1050019.8426 | 4922510.8914 | 9575600 | 97.26% | 7955.4603 | 2.737%
| 1.5.3 |  | Hydraulic Energy Storage | 23452 | 56628 | 364422.8116 | 1338982.0596 | 2345200 | 87.57% | 1292.72 | 12.43%
| 1.5.4 |  | Frequency Converter | 19305 | 85800 | 406985.1349 | 1208220.1022 | 1930500 | 79.89% | 1141.14 | 20.11%
| 1.5.5 |  | Step-up Transformer | 42900 | 57200 | 495366.531 | 2239919.7042 | 4290000 | 95.76% | 0 | 4.238%
| 1.5.6 |  | Riser Cable | 88000 | 88000 | 880000 | 4400000 | 8800000 | 100% | 0 | 0%
| 1.5.7 |  | Electrical Energy Storage | 0 | 0 | 0 | 0 | 0 | 96.7% | 0 | 3.3%
| 1.5.8 |  | Seals | 0 | 0 | 0 | 0 | 0 | 96.7% | 0 | 3.3%
| 1.5.9 |  | Control System | 5000 | 5643.5 | 53120.1468 | 254597.342 | 500000 | 98.19% | 0 | 1.806%
| 1.5.10 |  | Bearings and Linear Guides | 66307.956 | 88410.608 | 765658.579 | 3462111.4432 | 6630800 | 95.76% | 0 | 4.238%
| 1.5.11 |  | Assembly, Testing & QA | 43500.6 | 58000.8 | 502303.9718 | 2271296.3216 | 4350100 | 95.76% | 0 | 4.238%
| 1.5.12 |  | PTO mounting | 5720 | 28600 | 127903.0883 | 364394.2387 | 572000 | 78.49% | 0 | 21.51%
| 1.5.13 |  | Other | 2860 | 14300 | 63951.5442 | 182197.1193 | 286000 | 78.49% | 0 | 21.51%
|  |  | Total Cost |  | 623463.648 | 4936833.4731 | 21684568.7466 | 41283900 |  | 12462.8203
|  |  | Cost per unit | 412838.376 | 623463.648 | 493683.3473 | 433691.3749 | 412839
Single Unit Cost Breakdown for 100-kW baseline
|  |  | Component | Category | Cost - 100kW | Cost - 286kW |  | Mass - 100kW | Mass - 286kW
|  | 1 | Hydraulic Cylinder | Hydraulic Components (all) | 9350 | 26741 |  | 907.0295 | 2594.1043
|  | 2 | Check Valves | Hydraulic Components (all) | 408 | 1166.88 |  |  | 0
|  | 3 | Relieve Valves | Hydraulic Components (all) | 116 | 331.76 |  |  | 0
|  | 4 | Pressure Sensors | Control System | 225 | 643.5 |  |  | 0
|  | 5 | Solenoid Valves | Hydraulic Components (all) | 956 | 2734.16 |  |  | 0
|  | 6 | Valve Subplate | Hydraulic Components (all) | 702 | 2007.72 |  |  | 0
|  | 7 | Accumulator | Hydraulic Energy Storage | 19800 | 56628 |  | 452 | 1292.72
|  | 8 | HP Filter | Hydraulic Components (all) | 898 | 2568.28 |  | 50 | 143
|  | 9 | Return Filter | Hydraulic Components (all) | 2568 | 7344.48 |  | 90 | 257.4
|  | 10 | Fixed Displacement Motor | Hydraulic Components (all) | 8261 | 23626.46 |  | 73 | 208.78
|  | 11 | Reservoir | Hydraulic Components (all) | 7000 | 20020 |  | 454 | 1298.44
|  | 12 | Plumbing | Hydraulic Components (all) | 4000 | 11440 |  |  | 0
|  | 13 | Fluid | Hydraulic Components (all) | 6000 | 17160 |  | 1207.6 | 3453.736
|  | 14 | Misc | Other | 5000 | 14300 |  |  | 0
|  | 15 | Machine/Pipe Foundations | PTO mounting | 10000 | 28600 |  |  | 0
|  | 16 | Generator | Generator | 9000 | 25740 |  | 725 | 2073.5
|  | 17 | Frequency Converter | Frequency Converter | 30000 | 85800 |  | 399 | 1141.14
|  | 18 | Assembly & Testing | Assembly, Testing & QA | 20280 | 58000.8 |  |  | 0
|  | 19 | Step-up Transformer | Step-up Transformer | 20000 | 57200 |  | 760 | 2173.6
|  | 20 | Linear Guide | Bearings and Linear Guides | 30912.8 | 88410.608 |  |  | 0
|  | 21 | Riser Cable | Riser Cable | 88000 | 88000 |  |  | 0
|  | 22 | Control System | Control System | 5000 | 5000 |  |  | 0
|  | Sum |  |  | 154564 | 442053.04
100 Unit Cost Breakdown for 100kW baseline
|  |  | Component | Category | Cost - 100kW | Cost - 286kW |  | Mass - 100kW | Mass - 286kW
|  | 1 | Hydraulic Cylinder | Hydraulic Components (all) | 8500 | 24310 |  | 907.0295 | 2594.1043
|  | 2 | Check Valves | Hydraulic Components (all) | 328 | 938.08 |  |  | 0
|  | 3 | Relieve Valves | Hydraulic Components (all) | 97 | 277.42 |  |  | 0
|  | 4 | Pressure Sensors | Hydraulic Components (all) | 168 | 480.48 |  |  | 0
|  | 5 | Solenoid Valves | Hydraulic Components (all) | 758 | 2167.88 |  |  | 0
|  | 6 | Valve Subplate | Hydraulic Components (all) | 662 | 1893.32 |  |  | 0
|  | 7 | Accumulator | Hydraulic Energy Storage | 8200 | 23452 |  | 452 | 1292.72
|  | 8 | HP Filter | Hydraulic Components (all) | 846 | 2419.56 |  | 50 | 143
|  | 9 | Return Filter | Hydraulic Components (all) | 2417 | 6912.62 |  | 90 | 257.4
|  | 10 | Fixed Displacement Motor | Hydraulic Components (all) | 6255 | 17889.3 |  | 73 | 208.78
|  | 11 | Reservoir | Hydraulic Components (all) | 6500 | 18590 |  | 454 | 1298.44
|  | 12 | Plumbing | Hydraulic Components (all) | 2200 | 6292 |  |  | 0
|  | 13 | Fluid | Hydraulic Components (all) | 4750 | 13585 |  | 1207.6 | 3453.736
|  | 14 | Misc | Other | 1000 | 2860 |  |  | 0
|  | 15 | Machine/Pipe Foundations | PTO mounting | 2000 | 5720 |  |  | 0
|  | 16 | Generator | Generator | 7006 | 20037.16 |  | 725 | 2073.5
|  | 17 | Frequency Converter | Frequency Converter | 6750 | 19305 |  | 399 | 1141.14
|  | 18 | Assembly & Testing | Assembly, Testing & QA | 15210 | 43500.6 |  |  | 0
|  | 19 | Step-up Transformer | Step-up Transformer | 15000 | 42900 |  | 760 | 2173.6
|  | 20 | Linear Guide | Bearings and Linear Guides | 23184.6 | 66307.956 |  |  | 0
|  | 21 | Riser Cable | Riser Cable | 88000 | 88000 |  |  | 0
|  | 22 | Control System | Control System | 5000 | 5000 |  |  | 0
|  | Sum |  |  | 204831.6 | 412838.376
Cost Estimating Notes for Commercial Scale (100-Units)
- No design available for linear guides, estimated cost at 20% of PTO cost
- Costs have been estimated from a 100kW system design and scaled using the rated capacity of the RM3 device
Data Sources - Commercial Scale (100-Units)
| 1 | RE Vision Estimate
| 2 | RE Vision 100 KW Wave Power Hydraulic System Study
| 3 | RE Vision 100 KW Wave Power Hydraulic System Study
| 4 | RE Vision 100 KW Wave Power Hydraulic System Study
| 5 | RE Vision 100 KW Wave Power Hydraulic System Study
| 6 | RE Vision 100 KW Wave Power Hydraulic System Study
| 7 | RE Vision 100 KW Wave Power Hydraulic System Study
| 8 | RE Vision 100 KW Wave Power Hydraulic System Study
| 9 | RE Vision 100 KW Wave Power Hydraulic System Study
| 10 | RE Vision 100 KW Wave Power Hydraulic System Study
| 11 | RE Vision 100 KW Wave Power Hydraulic System Study
| 12 | RE Vision 100 KW Wave Power Hydraulic System Study
| 13 | RE Vision 100 KW Wave Power Hydraulic System Study
| 14 | RE Vision 100 KW Wave Power Hydraulic System Study
| 15 | RE Vision 100 KW Wave Power Hydraulic System Study
| 16 | RE Vision Estimate
| 17 | RE Vision Estimate
| 18 | RE Vision 100 KW Wave Power Hydraulic System Study
| 19 | RE Vision Estimate
| 20 | RE Vision Estimate
| 21 | RE Vision Estimate
| 22 | RE Vision Estimate
Cost Estimating Notes - Single Unit Scale
- Costs have been estimated from a 100kW system design and scaled using the rated capacity of the RM3 device
- No design available for linear guides, estimated cost at 20% of PTO cost
Data Sources - Single Unit Scale
| 1 | RE Vision 100 KW Wave Power Hydraulic System Study
| 2 | RE Vision 100 KW Wave Power Hydraulic System Study
| 3 | RE Vision 100 KW Wave Power Hydraulic System Study
| 4 | RE Vision 100 KW Wave Power Hydraulic System Study
| 5 | RE Vision 100 KW Wave Power Hydraulic System Study
| 6 | RE Vision 100 KW Wave Power Hydraulic System Study
| 7 | RE Vision 100 KW Wave Power Hydraulic System Study
| 8 | RE Vision 100 KW Wave Power Hydraulic System Study
| 9 | RE Vision 100 KW Wave Power Hydraulic System Study
| 10 | RE Vision 100 KW Wave Power Hydraulic System Study
| 11 | RE Vision 100 KW Wave Power Hydraulic System Study
| 12 | RE Vision 100 KW Wave Power Hydraulic System Study
| 13 | RE Vision 100 KW Wave Power Hydraulic System Study
| 14 | RE Vision 100 KW Wave Power Hydraulic System Study
| 15 | RE Vision 100 KW Wave Power Hydraulic System Study
| 16 | RE Vision Estimate
| 17 | RE Vision Estimate
| 18 | RE Vision 100 KW Wave Power Hydraulic System Study
| 19 | RE Vision Estimate
| 20 | RE Vision Estimate
| 21 | RE Vision Estimate
| 22 | RE Vision Estimate

## 1.5
1.5 Power Take Off
Cost Summary |  |  |  | Single Unit in Mass Production | 1 | 10 | 50 | 100 | Prog Ratio | Mass (kg) | Learning Rate: LR = 1 - PR | Progress Ratio/Learning Curve Notes (SJ 5/30/2014)
| 1.5.1 |  | Fabricated Circular Parts |  | 1224163.2773 | 7134673.3379 | 24460195.2075 | 41582331.8528 | 85% | 45322.5803 | 15% | 15% Default for Fab'd parts
| 1.5.2 |  | Fabricated Rectangular Parts | 0 | 231994.0902 | 1352108.8896 | 4635509.6884 | 7880366.4703 | 85% | 8174.9446 | 15% | 15% Default for Fab'd parts
| 1.5.3 |  | Ducting | 0 | 5616 | 47361.6166 | 210219.1788 | 399416.4398 | 95% | 2548.0944 | 5% | 5% Default for already mass produced parts
| 1.5.4 |  | Rotor Blades | 0 | 55017.73 | 320654.5553 | 1099317.7468 | 1868840.1695 | 85% | 1300.8167 | 15% | 15% Default for Fab'd parts
| 1.5.5 |  | Bearings | 0 | 32054.72 | 277602.0183 | 1255244.7367 | 2404104 | 95.76% | 98.0581 | 4.238% | RM3 Bearings
| 1.5.6 |  | Flex Coupling | 0 | 1400 | 11806.6708 | 52405.0659 | 99569.6253 | 95% | 77.1325 | 5% | 5% Default for already mass produced parts
| 1.5.7 |  | Generator | 0 | 35000 | 308798.9021 | 1414578.8743 | 2724478.9119 | 96.3% | 1127.4955 | 3.7% | RM3 Generator
| 1.5.8 |  | Power Electronics | 0 | 40000 | 189025.6077 | 559691.1083 | 893267.0089 | 79.8% | 952.8131 | 20.2% | RM3 Frequency Converter
| 1.5.9 |  | Mechanical Face Seal | 0 | 12000 | 107341.8413 | 496478.4083 | 960189.2417 | 96.7% | 0 | 3.3% | RM3 Seals
|  |  | Total Cost |  | 1637245.8175 | 9749373.4396 | 34183640.0152 | 58812563.7202 |  | 59601.9351
|  |  | Cost per unit | 0 | 1637245.8175 | 974937.344 | 683672.8003 | 588125.6372
| 1.5.1 | Fabricated Circular Parts
|  |  | Part Name | Part Type | Weight [kg] | Qty | Total Weight [kg] | cost per kg [$/kg] | Total Cost [$ USD] | Cost/Part [$ USD]
|  | 1.5.1.1 | Turbine Outer pipe rib | Fabricated Circular Part | 256.7755 | 13 | 3338.0818 | 30.856 | 102999.8507 | 7923.0654
|  | 1.5.1.2 | Turbine Pipe | Fabricated Circular Part | 10823.3669 | 1 | 10823.3669 | 30.856 | 333965.8089 | 333965.8089
|  | 1.5.1.3 | stator hub wall left & right stator hub | Fabricated Circular Part | 1919.9066 | 2 | 3839.8132 | 18.9544 | 72781.3546 | 36390.6773
|  | 1.5.1.4 | stator hub ring left & right stator hub | Fabricated Circular Part | 2129.3388 | 2 | 4258.6777 | 18.9544 | 80720.6803 | 40360.3402
|  | 1.5.1.5 | stator hub bearing support | Fabricated Circular Part | 260.9822 | 2 | 521.9643 | 18.9544 | 9893.5206 | 4946.7603
|  | 1.5.1.6 | Rotor hub thrust plate | Fabricated Circular Part | 1618.0291 | 2 | 3236.0582 | 18.9544 | 61337.5423 | 30668.7711
|  | 1.5.1.7 | Rotor hub outer wall | Fabricated Circular Part | 2437.369 | 1 | 2437.369 | 18.9544 | 46198.8666 | 46198.8666
|  | 1.5.1.8 | Rotor Hub rib | Fabricated Circular Part | 520.7474 | 1 | 520.7474 | 18.9544 | 9870.4537 | 9870.4537
|  | 1.5.1.9 | Blade blank area | Fabricated Circular Part | 7322.4051 | 1 | 7322.4051 | 18.9544 | 138791.7955 | 138791.7955
|  | 1.5.1.10 | Short rotor shaft body | Fabricated Circular Part | 137.0228 | 1 | 137.0228 | 59.508 | 8153.9522 | 8153.9522
|  | 1.5.1.11 | Short rotor shaft shoulder | Fabricated Circular Part | 66.6426 | 1 | 66.6426 | 59.508 | 3965.7662 | 3965.7662
|  | 1.5.1.12 | Long rotor shaft body | Fabricated Circular Part | 206.3481 | 1 | 206.3481 | 59.508 | 12279.3602 | 12279.3602
|  | 1.5.1.13 | Long Rotor shaft shoulder | Fabricated Circular Part | 66.6426 | 1 | 66.6426 | 59.508 | 3965.7662 | 3965.7662
|  | 1.5.1.14 | Bearing & shaft housing main body & seal housing | Fabricated Circular Part | 298.8159 | 2 | 597.6319 | 59.508 | 35563.8785 | 17781.9393
|  | 1.5.1.15 | Bearing & seal house flange (large OD end) | Fabricated Circular Part | 297.0748 | 2 | 594.1496 | 59.508 | 35356.6516 | 17678.3258
|  | 1.5.1.16 | Nose at ends (elliptical) --one motor end one rotor end | Fabricated Circular Part | 1143.4831 | 2 | 2286.9662 | 35.264 | 80647.5776 | 40323.7888
|  | 1.5.1.17 | Motor/generator housing--cylinderical body | Fabricated Circular Part | 3593.1685 | 1 | 3593.1685 | 35.264 | 126709.4954 | 126709.4954
|  | 1.5.1.18 | Motor/generator Housing rotor end wall | Fabricated Circular Part | 256.8522 | 1 | 256.8522 | 35.264 | 9057.6364 | 9057.6364
|  | 1.5.1.19 | Linear bearing rails (tubes) for moving the assembly | Fabricated Circular Part | 359.7906 | 2 | 719.5811 | 30.856 | 22203.3944 | 11101.6972
|  | 1.5.1.20 | Bell mouth at ocean side inlet/exit | Fabricated Circular Part | 499.0913 | 1 | 499.0913 | 59.508 | 29699.9255 | 29699.9255
| 1.5.2 | Fabricated from Rectangular Shapes
|  |  | Part Name | Part Type | Weight [kg] | Qty | Total Weight [kg] | cost per kg [$/kg] | Total Cost [$ USD] | Cost/Part [$ USD]
|  | 1.5.2.1 | Stator blades | Fabricated Rectangular Part | 205.5262 | 12 | 2466.3142 | 42.2948 | 104312.1658 | 8692.6805
|  | 1.5.2.2 | generator support struts | Fabricated Rectangular Part | 91.345 | 8 | 730.7598 | 42.2948 | 30907.3084 | 3863.4135
|  | 1.5.2.3 | generator/motor plate weldments (bolt generator feet to) | Fabricated Rectangular Part | 45.3721 | 2 | 90.7441 | 30.856 | 2800 | 1400
|  | 1.5.2.4 | assembly slide linear bearing housings | Fabricated Rectangular Part | 49.1833 | 12 | 590.1996 | 30.856 | 18211.2 | 1517.6
|  | 1.5.2.5 | 3 welded assembly feet between duct OD and linear brg hsgs | Fabricated Rectangular Part | 1338.4755 | 3 | 4015.4265 | 17.632 | 70800 | 23600
|  | 1.5.2.6 | Electronic control panel box --top & bottom | Fabricated Rectangular Part | 19.2809 | 2 | 38.5617 | 17.632 | 679.92 | 339.96
|  | 1.5.2.7 | Electronic control panel box --front & back | Fabricated Rectangular Part | 69.4111 | 2 | 138.8221 | 17.632 | 2447.712 | 1223.856
|  | 1.5.2.8 | Electronic control panel box --left & right sides | Fabricated Rectangular Part | 52.0583 | 2 | 104.1166 | 17.632 | 1835.784 | 917.892
Off-the-Shelf Components
|  |  | Part Name | Part Type | Weight [kg] | Qty | Total Weight [kg] | cost per kg [$/kg] | Total Cost [$ USD] | Cost/Part [$ USD]
| 1.5.3 | Duct Tee's |  | Ducting | 17.6951 | 144 | 2548.0944 | 2.204 | 5616 | 39
| 1.5.4 | Rotor Blades |  | Rotor Blades | 260.1633 | 5 | 1300.8167 | 42.2948 | 55017.73 | 11003.546
| 1.5.5 | Bearings
|  |  | Part Name | Part Type | Weight [kg] | Qty | Total Weight [kg] | cost per unit[$/kg] | Total Cost [$ USD] | Cost/Part [$ USD]
|  | 1.5.5.1 | Thrust bearings | Bearings | 45.0363 | 2 | 90.0726 | 9617.76 | 19235.52 | 9617.76
|  | 1.5.5.2 | Roller bearings | Bearings | 1.9964 | 4 | 7.9855 | 3204.8 | 12819.2
| 1.5.6 | Flex Coupling |  | Coupling | 77.1325 | 1 | 77.1325 | 1400 | 1400 | 1400
| 1.5.7 | Generator |  | Generator | 1127.4955 | 1 | 1127.4955 | 35000 | 35000 | 35000
| 1.5.8 | Power Electronics |  | Electronics | 952.8131 | 1 | 952.8131 | 40000 | 40000 | 40000
| 1.5.9 | Mechanical Face Seal |  | Seal | 0 | 2 | 0 | 6000 | 12000 | 6000

## 1.6
1.6 Subsystem Integration and Profit Margin
|  |  | 1 | 10 | 50 | 100
|  | Machine Cost | 9319727.912 | 63765899.2035 | 273433564.7759 | 523674871.062
|  |  | 10% | 10% | 10% | 10%
|  | Totals | 931972.7912 | 6376589.9203 | 27343356.4776 | 52367487.1062
|  |  | 10% of Machine Cost | 10% of Machine Cost | 10% of Machine Cost | 10% of Machine Cost
Cost Estimating Notes:
1.6 | Subsystem Integration and Profit margins are difficult to estimate given the level of design of the reference model. For consistency and to make it simple, this was assumed to be 10% of the machine cost. This is probably low for single unit production scale
However, because the primary focus of the RM effort is in identifying cost reduction pathways it was decided to apply this assumption, rather then an assumption as a function of deployment scale.
In reality, a figure closer to 30% is probably more realistic at single unit scale.
Data Sources
1.6 | RE Vision Assumption

## 1.8
1.8 Decomissioning
Cost Estimating Notes
1.8 | Decomissioning costs are assumed to be the same as the installation costs, because similar operational procedures will be used to remove the plant hardware as for the installation process. The key difference is that decomissioning
occurs at the end of the 20-year project life, having a minimal impact on the cost of electricty from this plant. Decomissioning costs are not represented in the CoE assessment.
Data Sources
1.8 | RE Vision Esitmate

## 1.7
1.7 Installation
Cost Summary
|  |  |  | Units | 1 | 10 | 50 | 100
| 1.7.1 |  | Transport to Staging Site |  | 29750 | 297500 | 1487500 | 2975000
| 1.7.2 |  | Cable Shore Landing |  | 667000 | 767200 | 767200 | 1534000
| 1.7.3 |  | Mooring/Foundation System |  | 4549380.75 | 5339439.6667 | 8852950.3333 | 13244838.6667
| 1.7.4 |  | Cable Installation |  | 1507533.78 | 2280164.6 | 4503814.6 | 7283377.1
| 1.7.5 |  | Device Installation |  | 328655 | 1650800 | 7527000 | 14872250
| 1.7.6 |  | Device Comissioning |  | 328655 | 1650800 | 7527000 | 14872250
| Total |  |  |  | 7410974.53 | 11985904.2667 | 30665464.9333 | 54781715.7667
[6 empty] | # | Units
1.7.1 | Transport Cost to Staging Site |  |  |  | 1 | 10 | 50 | 100
| Mooring Components |  |  |  | 29750 | 297500 | 1487500 | 2975000
Subsea Cable
| Total |  |  |  | 29750 | 297500 | 1487500 | 2975000
[6 empty] | # | Units
1.7.2 | Cable Landing |  |  |  | 1 | 10 | 50 | 100
Notes:
- Cost from previous projects in the Pacific Northwest
- Drilling Distance: 500m
- 1 Unit would require an 8" conduit
- 10 Units would require 10" Conduit
- 50 Units would require 1 x 10" conduit
- 100 Units would require 2 x 10" conduit
- Jettable Material < 7,500 psi
| Total HDD Activities |  |  |  | 667000 | 767200 | 767200 | 1534000
[6 empty] | # | Units
1.7.3 | Mooring Installation |  |  |  | 1 | 10 | 50 | 100
Notes:
- Mooring Installation Vessel M/V Mystique or similar
- Deck space = 5100 ft^2 => 2-3 moorings can be loaded
- Fuel at $3.5/gallon
[5 empty] | 1 Unit |  |  | 10 Units |  |  | 50 Units |  |  | 100 Units
|  |  |  | # Days | Day-rate | Cost | # Days | Day-rate | Cost | # Days | Day-rate | Cost | # Days | Day-rate | Cost
| 1 | Transit (5000 miles) |  | 68.745 | 58754.2658 | 4039062 | 68.745 | 58754.2658 | 4039062 | 68.745 | 58754.2658 | 4039062 | 68.745 | 58754.2658 | 4039062
| 2 | Mob/Demob of Vessel |  | 4 |  | 422000 | 4 |  | 422000 | 4 |  | 422000 | 4 |  | 422000
| 3 | Dockside Support |  |  |  | 7350 |  |  | 73500 |  |  | 367500 |  |  | 735000
| 4 | At Dock Loading |  | 0.37 | 70485 | 26079.45 | 3.6667 | 70485 | 258445 | 18.3333 | 70485 | 1292225 | 36.6667 | 70485 | 2584450
| 5 | Transit to Site and back |  | 0.36 | 76610 | 27579.6 | 3.6 | 76610 | 275796 | 18 | 76610 | 1378980 | 36 | 76610 | 2757960
| 6 | On-Site Working |  | 0.37 | 73810 | 27309.7 | 3.6667 | 73810 | 270636.6667 | 18.3333 | 73810 | 1353183.3333 | 36.6667 | 73810 | 2706366.6667
| Total |  |  | 73.845 |  | 4549380.75 | 83.6783 |  | 5339439.6667 | 127.4117 |  | 8852950.3333 | 182.0783 |  | 13244838.6667
1.7.4 | Cable Installation
Notes:
- Cable Installation Vessel
- Support Vessel
-Cable Installation and Burial Tools
Dayrates:
|  | At Dock Mob/Demob | 66350
|  | Loading Cable | 75625
|  | Transit | 101275
|  | Cable Lay Ops | 101075
|  | Standby | 87855 |  | 1 Unit |  |  | 1 0-Unit |  |  | 50 Unit |  |  | 100 Unit
|  |  |  | # Days | Day-rate | Cost | # Days | Day-rate | Cost | # Days | Day-rate | Cost | # Days | Day-rate | Cost
Installation Process
|  | Mob/Demob CIV |  | 11 | 66350 | 729850 | 11 | 66350 | 729850 | 11 | 66350 | 729850 | 11 | 66350 | 729850
|  | Load Cable |  | 0.71 | 75625 | 53693.75 | 3.4 | 75625 | 257125 | 3.4 | 75625 | 257125 | 3.4 | 75625 | 257125
|  | Transit to Site |  | 2 | 101275 | 202550 | 2 | 101275 | 202550 | 2 | 101275 | 202550 | 2 | 101275 | 202550
|  | Install Cable & Surface Lay |  | 0.55 | 101075 | 55591.25 | 5.5 | 101075 | 555912.5 | 27.5 | 101075 | 2779562.5 | 55 | 101075 | 5559125
|  | Cable Burial and S/E |  | 3.1 | 101075 | 313332.5 | 3.1 | 101075 | 313332.5 | 3.1 | 101075 | 313332.5 | 3.1 | 101075 | 313332.5
Transit to/from Home Port
|  | Contingency | 10% | 1.736 | 87855 | 152516.28 | 2.52 | 87855 | 221394.6 | 2.52 | 87855 | 221394.6 | 2.52 | 87855 | 221394.6
| Total |  |  | 19.096 |  | 1507533.78 | 27.52 |  | 2280164.6 | 49.52 |  | 4503814.6 | 77.02 |  | 7283377.1
[6 empty] | # | Units
1.7.5 | Device Installation |  |  |  | 1 | 10 | 50 | 100
Notes:
- Installation continously until complete
- Workboat (the same as used for O&M)
- 2 tugs (800-1500 HP)
- Crew Boat
| - Shoreside support |  |  |  | 1 Unit |  |  | 10 Unit |  |  | 50 Unit |  |  | 100 Unit
|  |  |  | # Days | Day-rate | Cost | # Days | Day-rate | Cost | # Days | Day-rate | Cost | # Days | Day-rate | Cost
Process
| 1 | Mob/Demob |  | 8 |  | 181750 |  |  | 181750 |  |  | 181750 |  |  | 181750
| 2 | Installation | 2 device per day | 1 | 133550 | 133550 | 10 | 133550 | 1335500 | 50 | 133550 | 6677500 | 100 | 133550 | 13355000 | Doubled devices per day because of the hydrodynamic drag associated with RM6 vs RM3
| 3 | Contingency | 10% | 0.1 | 133550 | 13355 | 1 | 133550 | 133550 | 5 | 133550 | 667750 | 10 | 133550 | 1335500
| Total |  |  | 9.1 |  | 328655 | 11 |  | 1650800 | 55 |  | 7527000 | 110 |  | 14872250
1.7.6 | Device Comissioning |  |  |  | 1-Unit | 10-Units | 50-Units | 100-Units
Notes:
- Same setup as Device Installation
| Total |  |  |  | 328655 | 1650800 | 7527000 | 14872250
Cost Estimating Notes
1.7.1
1.7.2 | See notes above in cost details
1.7.3 | See notes above in cost details
1.7.4 | See notes above in cost details
1.7.5 | See notes above in cost details
1.7.6 | See notes above in cost details
Data Sources
1.7.1 | RE Vision cost assessment
1.7.2 | RE Vision cost assessment
1.7.3 | RE Vision cost assessment
1.7.4 | RE Vision cost assessment
1.7.5 | RE Vision cost assessment (modifed by Jenne, doubled number of vessels based on hydrodynamic drag estimate)
1.7.6 | RE Vision cost assessment

## 1.7 (RM3) (hidden)
1.7 Installation
Cost Summary
|  |  |  | Units | 1 | 10 | 50 | 100
| 1.7.1 |  | Transport to Staging Site |  | 29750 | 297500 | 1487500 | 2975000
| 1.7.2 |  | Cable Shore Landing |  | 667000 | 767200 | 767200 | 1534000
| 1.7.3 |  | Mooring/Foundation System |  | 3193833.55 | 3904558.5556 | 7063960.7778 | 11013213.5556
| 1.7.4 |  | Cable Installation |  | 1507533.78 | 2280164.6 | 4503814.6 | 7283377.1
| 1.7.5 |  | Device Installation |  | 255202.5 | 916275 | 3854375 | 7527000
| 1.7.6 |  | Device Comissioning |  | 255202.5 | 916275 | 3854375 | 7527000
| Total |  |  |  | 5908522.33 | 9081973.1556 | 21531225.3778 | 37859590.6556
[6 empty] | # | Units
1.7.1 | Transport Cost to Staging Site |  |  |  | 1 | 10 | 50 | 100
| Mooring Components |  |  |  | 29750 | 297500 | 1487500 | 2975000
Subsea Cable
| Total |  |  |  | 29750 | 297500 | 1487500 | 2975000
[6 empty] | # | Units
1.7.2 | Cable Landing |  |  |  | 1 | 10 | 50 | 100
Notes:
- Cost from previous projects in the Pacific Northwest
- Drilling Distance: 500m
- 1 Unit would require an 8" conduit
- 10 Units would require 10" Conduit
- 50 Units would require 1 x 10" conduit
- 100 Units would require 2 x 10" conduit
- Jettable Material < 7,500 psi
| Total HDD Activities |  |  |  | 667000 | 767200 | 767200 | 1534000
[6 empty] | # | Units
1.7.3 | Mooring Installation |  |  |  | 1 | 10 | 50 | 100
Notes:
- Mooring Installation Vessel M/V Mystique or similar
- Deck space = 5100 ft^2 => 2-3 moorings can be loaded
- Fuel at $3.5/gallon
[5 empty] | 1 Unit |  |  | 10 Units |  |  | 50 Units |  | 100 Units
|  |  |  | # Days | Day-rate | Cost | # Days | Day-rate | Cost | # Days | Day-rate | Cost | # Days | Day-rate | Cost
| 1 | Transit (5000 miles) |  | 45.83 | 58754.2658 | 2692708 | 45.83 | 58754.2658 | 2692708 | 45.83 | 58754.2658 | 2692708 | 45.83 | 58754.2658 | 2692708
| 2 | Mob/Demob of Vessel |  | 4 |  | 422000 | 4 |  | 422000 | 4 |  | 422000 | 4 |  | 422000
| 3 | Dockside Support |  |  |  | 7350 |  |  | 73500 |  |  | 367500 |  |  | 735000
| 4 | At Dock Loading |  | 0.37 | 70485 | 26079.45 | 3.6667 | 70485 | 258445 | 18.3333 | 70485 | 1292225 | 36.6667 | 70485 | 2584450
| 5 | Transit to Site and back |  | 0.24 | 76610 | 18386.4 | 2.4444 | 76610 | 187268.8889 | 12.2222 | 76610 | 936344.4444 | 24.4444 | 76610 | 1872688.8889
| 6 | On-Site Working |  | 0.37 | 73810 | 27309.7 | 3.6667 | 73810 | 270636.6667 | 18.3333 | 73810 | 1353183.3333 | 36.6667 | 73810 | 2706366.6667
| Total |  |  | 50.81 |  | 3193833.55 | 59.6078 |  | 3904558.5556 | 98.7189 |  | 7063960.7778 | 147.6078 |  | 11013213.5556
1.7.4 | Cable Installation
Notes:
- Cable Installation Vessel
- Support Vessel
-Cable Installation and Burial Tools
Dayrates:
|  | At Dock Mob/Demob | 66350
|  | Loading Cable | 75625
|  | Transit | 101275
|  | Cable Lay Ops | 101075
|  | Standby | 87855 |  | 1 Unit |  |  | 1 0-Unit |  |  | 50 Unit |  |  | 100 Unit
|  |  |  | # Days | Day-rate | Cost | # Days | Day-rate | Cost | # Days | Day-rate | Cost | # Days | Day-rate | Cost
Installation Process
|  | Mob/Demob CIV |  | 11 | 66350 | 729850 | 11 | 66350 | 729850 | 11 | 66350 | 729850 | 11 | 66350 | 729850
|  | Load Cable |  | 0.71 | 75625 | 53693.75 | 3.4 | 75625 | 257125 | 3.4 | 75625 | 257125 | 3.4 | 75625 | 257125
|  | Transit to Site |  | 2 | 101275 | 202550 | 2 | 101275 | 202550 | 2 | 101275 | 202550 | 2 | 101275 | 202550
|  | Install Cable & Surface Lay |  | 0.55 | 101075 | 55591.25 | 5.5 | 101075 | 555912.5 | 27.5 | 101075 | 2779562.5 | 55 | 101075 | 5559125
|  | Cable Burial and S/E |  | 3.1 | 101075 | 313332.5 | 3.1 | 101075 | 313332.5 | 3.1 | 101075 | 313332.5 | 3.1 | 101075 | 313332.5
Transit to/from Home Port
|  | Contingency | 10% | 1.736 | 87855 | 152516.28 | 2.52 | 87855 | 221394.6 | 2.52 | 87855 | 221394.6 | 2.52 | 87855 | 221394.6
| Total |  |  | 19.096 |  | 1507533.78 | 27.52 |  | 2280164.6 | 49.52 |  | 4503814.6 | 77.02 |  | 7283377.1
[6 empty] | # | Units
1.7.5 | Device Installation |  |  |  | 1 | 10 | 50 | 100
Notes:
- Installation continously until complete
- Workboat (the same as used for O&M)
- 2 tugs (800-1500 HP)
- Crew Boat
| - Shoreside support |  |  |  | 1 Unit |  |  | 10 Unit |  |  | 50 Unit |  |  | 100 Unit
|  |  |  | # Days | Day-rate | Cost | # Days | Day-rate | Cost | # Days | Day-rate | Cost | # Days | Day-rate | Cost
Process
| 1 | Mob/Demob |  |  |  | 181750 |  |  | 181750 |  |  | 181750 |  |  | 181750
| 2 | Installation | 1 device per day | 1 | 66775 | 66775 | 10 | 66775 | 667750 | 50 | 66775 | 3338750 | 100 | 66775 | 6677500
| 3 | Contingency | 10% | 0.1 | 66775 | 6677.5 | 1 | 66775 | 66775 | 5 | 66775 | 333875 | 10 | 66775 | 667750
| Total |  |  | 1.1 |  | 255202.5 | 11 |  | 916275 | 55 |  | 3854375 | 110 |  | 7527000
1.7.6 | Device Comissioning |  |  |  | 1-Unit | 10-Units | 50-Units | 100-Units
Notes:
- Same setup as Device Installation
| Total |  |  |  | 255202.5 | 916275 | 3854375 | 7527000
Cost Estimating Notes
1.7.1
1.7.2 | See notes above in cost details
1.7.3 | See notes above in cost details
1.7.4 | See notes above in cost details
1.7.5 | See notes above in cost details
1.7.6 | See notes above in cost details
Data Sources
1.7.1 | RE Vision cost assessment
1.7.2 | RE Vision cost assessment
1.7.3 | RE Vision cost assessment
1.7.4 | RE Vision cost assessment
1.7.5 | RE Vision cost assessment
1.7.6 | RE Vision cost assessment

## 1.9
1.9 Contingency
Cost Estimating Notes
1.9 | Contingency captures unknown unknowns. Given the conceptual level of design, it is likely that quite a few items are not well understood and hence costs are under-predicted.
10% is used because that is what offshore wind has been using.
Data Sources
1.9 | RE Vision Estimae

## 2.1
2.1 Insurance
Cost Summary |  |  | Units | 1 | 10 | 50 | 100
| 2.1 | Insurance |  | 362127.5061 | 1890321.1749 | 3746751.2897 | 3599059.5675
|  | Percentage Rate |  | 2% | 2% | 1% | 0.5%
Assumptions
| 1 - Unit | 2% | Note: Typical in offshore one-off projects
| 10 - Units | 2%
| 50 - Units | 1%
| 100 - Units | 0.5% | Note: Typical in Onshore Wind, assuming high technical maturity
Cost Estimating Notes
2.1 | Insurance cost is a direct function of the perceived risk of a project. Offshore Oil & Gas project are typically on the order of 2% of CAPEX. These are one-off construction projects with a relatively high risk profile (oil-spill potential etc.).
On the other end of the spectrum is land-based wind that is technologically mature with typical insurance rates on the order of 0.5%. The assumption is that for 1 and 10-unit deployment scales technology is relatively immature
It is also assumed that no investor will take the risk of building a 100-unit farm unless technology risks are perceived as being really small.
Data Sources
2.1 | RE Vision Estimate based on related project experience

## 2.2
2.2 Environmental Monitoring and Regulatory Compliance
Cost Summary |  |  | 1 | 10 | 50 | 100
| 2.2 | Environmental Monitoring and Regulatory Compliance | 855000 | 1266000 | 1266000 | 1266000
Annualized Cost Breakdown |  |  | 1-Unit | 10 Units | 50-100 Units
|  | Marine Mammals and Turtles | 362500 | 362500 | 362500
|  | Fish | 0 | 0 | 0
|  | Seabirds | 200000 | 200000 | 200000
|  | Benthos | 225000 | 225000 | 225000
|  | Acoustic Characterization Monitoring | 67500 | 67500 | 67500
|  | Incremental Cost for Farm Deployments |  | 411000 | 411000
|  | Total | 855000 | 1266000 | 1266000
Cost Estimating Notes
| 2.2 | Data directly taken from PNNL study (RM6)
Data Sources
| 2.2 | PNNL - Described in Separate Report (RM6)
PNNL Document # 22723
Copping, Geerlofs, and Hanna. "The Contribution of Environmental Siting and Permitting Requirements the Cost of Energy for Oscillating Water Column Wave Energy Devices"

## 2.3
2.3 Marine Operations
Cost Summary
|  |  |  | Units | 1 | 10 | 50 | 100
|  | 2.3 | Marine Operations |  | 31356.6667 | 313566.6667 | 541966.6667 | 1083933.3333
Vessel of Opportunity - 12-hour dayrates for Devicve Retrieval, Mooring Repair and Cable Repair
|  | Boat (incl. 4 person crew) | 8000
|  | Additional Crew | 3000
|  | Crew Boat | 3000
|  | Per Diem | 800
|  | Fuel and Consumables | 1500
|  | Total | 32600 | RM3 estimate multiplied by 2 due to account for 2 vessels (similar to installation)
Vessel of Opportunity - 12-hour dayrates for Device Access and PTO Swap-out
|  | Boat (incl. 4 person crew) | 8000
|  | Additional Crew | 3000
|  | Per Diem | 800
|  | Fuel and Consumables | 1000
|  | Total | 12800
Permanent Crew Dayrate
|  | Number of Crew | 10
|  | Average Hourly Rate | 30
|  | Hours/Day | 12
|  | Overhead | 30%
|  | Total Crew-day cost | 4680
|  | Fuel and Consumables | 1000
|  | Total | 5680
Failure Rates for PTO/PCC |  |  | # Failures / Year
Wells Turbine Assembly
|  | Rotor Blades | 0.125
|  | Bearings | 0.1
|  | Flex Couplings | 0.1
Electrical Systems
|  | Generator | 0.1
|  | Power Electronics | 0.13333
| Total |  | 0.55833
# of Interventions per device-year Requiring Device Recovery
| Unscheduled Structural/Mooring/Riser Cable |  | 0.1
| Device Recovery for shore-side overhaul |  | 0.25
| Total |  | 0.35
|  |  | 1 Unit | 10 Units | 50 Units | 100 Units
| # of ops-days/year |  | 0.35 | 3.5 | 17.5 | 35
| $/day |  | 32600 | 32600 | 5680 | 5680
| $/year |  | 11410 | 114100 | 99400 | 198800
# of Interventions per device-year requiring PTO retrieval
| Rebuild Wells Turbine |  | 1
| Inspect Mooring System using ROV |  | 0.5
| # Wells Turbine Replacements/Ops-day |  | 2
| Unscheduled PTO repairs |  | 0.55833
| Total |  | 1.5583
|  |  | 1 Unit | 10 Units | 50 Units | 100 Units
| # of Ops days/year |  | 1.5583 | 15.5833 | 77.9167 | 155.8333
| $/day |  | 12800 | 12800 | 5680 | 5680
| $/year |  | 19946.6667 | 199466.6667 | 442566.6667 | 885133.3333
| Total Marine Ops Cost |  | 31356.6667 | 313566.6667 | 541966.6667 | 1083933.3333
Cost Estimating Notes
2.3 | Device Retreival requires significantly larger boat than RM3 due to weight, day rate multiplied by 2.5 to account for mass change (see above)
Data Sources
2.3 | RE Vision

## 2.4
2.4 Shoreside Operations
Cost Summary |  |  | Units | 1 | 10 | 50 | 100
| 2.4 | Shoreside Operations |  | 261561 | 399936 | 454692 | 674634
Staffing Levels / Cost
|  | Salary ($/year) | Burden |  |  | # of Staff |  |  |  | Staffing Costs ($/Year) |  |  | Average | 100 Units | 50 Units | 10 Units | 1 Unit
|  | Wage ($/hr) | (%) | Total | years 1-5 | 6-10 | 11-15 | 16-20 | years 1-5 | 6-10 | 11-15 | 16-20
| Site Manager Salary | 85000 | 35 | 114750 | 1 | 1 | 1 | 1 | 114750 | 114750 | 114750 | 114750 | 114750 | 114750 | 114750 | 114750 | 0
| Admin. Asst. Salary | 35000 | 35 | 47250 | 2 | 2 | 2 | 2 | 94500 | 94500 | 94500 | 94500 | 94500 | 94500 | 47250 | 47250 | 23625
| Sr. Tech Wage | 18 | 35 | 24.3 | 1 | 2 | 3 | 4 | 50544 | 101088 | 151632 | 202176 | 126360 | 126360 | 63180 | 50544 | 50544
| Jr. Tech Wage | 12 | 35 | 16.2 | 4 | 6 | 7 | 9 | 134784 | 202176 | 235872 | 303264 | 219024 | 219024 | 109512 | 67392 | 67392
| Totals | [7 empty] | 394578 | 512514 | 596754 | 714690
[12 empty] | 554634 |  | 554634 | 334692 | 279936 | 141561
Additional Cost
| Dockside Rental | 60000
| Facilities Lease | 60000
| Total | 120000
Cost Estimating Notes
2.4 | Cost of shore-side ops is estimated based on Windpact O&M cost model provided by NREL (O&M Cost Estimator_revA_22Jun2006.xls). Below are the assumptions on labor and consumables. It is assumed that the labor associated with repair are similar to wind.
Data Sources
2.4 | WindPACT study from NREL operation and matinence model

## 2.5 (RM3) (hidden)
2.5 Replacement Parts
[9 empty] | 8 yrs | http://www.mech.ed.ac.uk/research/wavepower/turbine/design%20&%20construction%20of%20vpt.htm#images_top
|  |  |  | # Units |  |  |  |  | 5 yrs | http://www.sealtd.co.uk/files/34seaclam.pdf
Cost Summary |  |  |  | 1 | 10 | 50 | 100 |  |  | USE for MEAN Failure Rate for Wells Turbine
| 2.5 | Replacement Parts |  | 64306.6533 | 58717.5084 | 55101.8891 | 39208.749
Failure Rates for 100kW Reference Powertrain
| Hydraulic System |  | $/Unit | # Units | L50 | $/Year | # Failures/Year | No redundancy
|  | Hydraulic Cylinder | 9350 | 1 | 8 | 1168.75 | 0.125 | 0.125
|  | Check Valves | 408 | 4 | 20 | 81.6 | 0.05
|  | Relief Valve | 116 | 1 | 5 | 23.2 | 0.2
|  | Pressure Sensor | 225 | 2 | 8 | 56.25 | 0.125
|  | Valve Subplate | 702 | 2
|  | Accumulator | 19800 | 4
|  | HP Filter | 898 | 1
|  | Return Filter | 2568 | 1
|  | Fixed Displacement Motor | 8261 | 1 | 5 | 1652.2 | 0.2 | 0.2
|  | Reservoir | 7000 | 1
Electrical Systems
|  | Generator | 7006 | 1 | 10 | 700.6 | 0.1 | 0.1
|  | Frequency Converter | 30000 | 1 | 7.5 | 4000 | 0.13333 | 0.13333
|  | Step-up Transformer | 20000 | 1 | 15 | 1333.3333 | 0.066667 | 0.066667
External Systems
|  | Riser Cable | 88000 | 1 | 10 | 8800 | 0.1
|  | Moorings | 524775 | 1 | 20 | 26238.75 | 0.05 | 0.05
|  | Linear Guides | 30514 | 1 | 10 | 3051.4 | 0.1
| Total |  |  |  |  | 47106.0833 | 1.25 | 0.675
Scaled Powertrain at Device Rated Capacity |  |  |  | 373 | kW
| Hydraulic System |  | $/Unit | # Units | L50 | $/Year | # Failures/Year | No redundancy
|  | Hydraulic Cylinder | 34875.5 | 1 | 8 | 4359.4375 | 0.125 | 0.125
|  | Check Valves | 1521.84 | 4 | 20 | 304.368 | 0.05
|  | Relief Valve | 432.68 | 1 | 5 | 86.536 | 0.2
|  | Pressure Sensor | 839.25 | 2 | 8 | 209.8125 | 0.125
|  | Valve Subplate | 2618.46 | 2
|  | Accumulator | 73854 | 4
|  | HP Filter | 3349.54 | 1
|  | Return Filter | 9578.64 | 1
|  | Fixed Displacement Motor | 30813.53 | 1 | 5 | 6162.706 | 0.2 | 0.2
|  | Reservoir | 26110 | 1
| Electrical Systems |  | 0
|  | Generator | 26132.38 | 1 | 10 | 2613.238 | 0.1 | 0.1
|  | Frequency Converter | 111900 | 1 | 7.5 | 14920 | 0.13333 | 0.13333
|  | Step-up Transformer | 74600 | 1 | 15 | 4973.3333 | 0.066667 | 0.066667
External Systems
|  | Riser Cable | 88000 | 1 | 10 | 8800 | 0.1
|  | Moorings | 524775 | 1 | 50 | 10495.5 | 0.02 | 0.02
|  | Linear Guides | 113817.22 | 1 | 10 | 11381.722 | 0.1
| Total |  |  |  |  | 64306.6533 | 1.22 | 0.645
Scaled Powertrain at Device Rated Capacity in Mass Production (100-Unit Scale)
| Hydraulic System |  | $/Unit | # Units | L50 | $/Year | # Failures/Year | No redundancy
|  | Hydraulic Cylinder | 24310 | 1 | 8 | 3038.75 | 0.125 | 0.125
|  | Check Valves | 938.08 | 4 | 20 | 187.616 | 0.05
|  | Relief Valve | 277.42 | 1 | 5 | 55.484 | 0.2
|  | Pressure Sensor | 480.48 | 2 | 8 | 120.12 | 0.125
|  | Valve Subplate | 1893.32 | 2
|  | Accumulator | 23452 | 4
|  | HP Filter | 2419.56 | 1
|  | Return Filter | 6912.62 | 1
|  | Fixed Displacement Motor | 17889.3 | 1 | 5 | 3577.86 | 0.2 | 0.2
|  | Reservoir | 18590 | 1
Electrical Systems
|  | Generator | 25740 | 1 | 10 | 2574 | 0.1 | 0.1
|  | Frequency Converter | 15027.87 | 1 | 7.5 | 2003.716 | 0.13333 | 0.13333
|  | Step-up Transformer | 42900 | 1 | 15 | 2860 | 0.066667 | 0.066667
External Systems
|  | Riser Cable | 88000 | 1 | 10 | 8800 | 0.1
|  | Moorings | 472297.5 | 1 | 50 | 9445.95 | 0.02 | 0.02
|  | Linear Guides | 65452.53 | 1 | 10 | 6545.253 | 0.1
| Total |  | 806580.68 |  |  | 39208.749 | 1.22 | 0.645
| $/kW-year |  | 105.1173
| Cost Progress Ratio |  | 97.3%
Cost at Different Unit Scales |  |  |  | # | Units
|  |  | 1 | 10 | 50 | 100
| Total |  | 64306.6533 | 58717.5084 | 55101.8891 | 39208.749
Cost Estimating Notes
2.5 | Mooring L50 life considers that a mooring repair results only in partial replacement
Data Sources
2.5 | RE Vision

## 2.5
2.5 Replacement Parts
# Units
Cost Summary |  |  |  | 1 | 10 | 50 | 100
| 2.5 | Replacement Parts |  | 46759.0671 | 42695.0521 | 40066.0397 | 68306.6209
Single Unit Device |  |  |  | 373 | kW
| Power Conversion Chain |  | $/Unit | # Units | L50 | $/Year | # Failures/Year | No redundancy
|  | Rotor Blades | 11003.546 | 5 | 8 | 6877.2163 | 0.125 | 0.125
|  | Bearings | 5342.4533 | 6 | 10 | 3205.472 | 0.1 | 0.1
|  | Flex Couplings | 1400 | 1 | 10 | 140 | 0.1 | 0.1
Electrical Systems
|  | Generator | 35000 | 1 | 10 | 3500 | 0.1 | 0.1
|  | Power Electronics | 40000 | 1 | 7.5 | 5333.3333 | 0.13333 | 0.13333
External Systems
|  | Riser Cable | 110000 | 1 | 10 | 11000 | 0.1
|  | Moorings | 835152.2742 | 1 | 50 | 16703.0455 | 0.02 | 0.02
| Total |  |  |  |  | 46759.0671 | 0.67833 | 0.57833
Mass Production (10-Unit Scale)
| Wells Turbine Assembly |  | $/Unit | # Units | L50 | $/Year | # Failures/Year | No redundancy
|  | Rotor Blades | 32065.4555 | 5 | 8 | 20040.9097 | 0.125 | 0.125
|  | Bearings | 27760.2018 | 6 | 10 | 16656.1211 | 0.1 | 0.1
|  | Flex Couplings | 1180.6671 | 1 | 10 | 118.0667 | 0.1 | 0.1
Electrical Systems
|  | Generator | 30879.8902 | 1 | 10 | 3087.989 | 0.1 | 0.1
|  | Power Electronics | 18902.5608 | 1 | 7.5 | 2520.3414 | 0.13333 | 0.13333
External Systems
|  | Riser Cable | 110000 | 1 | 10 | 11000 | 0.1
|  | Moorings | 744159.6467 | 1 | 50 | 14883.1929 | 0.02 | 0.02
| Total |  |  |  |  | 68306.6209 | 0.67833 | 0.57833
| $/kW-year |  | 183.1277
| Cost Progress Ratio |  | 97.3%
Cost at Different Unit Scales |  |  |  | # | Units
|  |  | 1 | 10 | 50 | 100
| Total |  | 46759.0671 | 42695.0521 | 40066.0397 | 68306.6209
Cost Estimating Notes
2.5 | Flex Coupling assumes 10 year L50, may need to revisit
2.5 | Mooring L50 life considers that a mooring repair results only in partial replacement
2.5 | All Prices are based on a single device (i.e. all 5 rotors would be replaced at same time)
Data Sources
2.5 | Failure rates Generator, Electronics, Mooring, Riser Cable, and Bearings are based off of Revision RM3 Estimates
2.5 | Failure Rates for Flex Couplings Assumed at 10 years (May need to revisit)
2.5 | Failure rates for Rotor blades (Thorpe, 1992)
Thorpe, T.W. 1992. A Review of Waver Energy, Volume 2; Appendicies. ETSU. Strategic Studies Department. December 1992. http://www.sealtd.co.uk/files/34seaclam.pdf

## 2.6
2.6 Consumables
Cost Summary |  |  | Units | 1 | 10 | 50 | 100
| 2.6 | Consumables |  | 2000 | 20000 | 100000 | 200000
Consumables include |  |  | $/year-device
| Bearing Grease/Oil |  | 1000
| Other |  | 1000
| Total |  | 2000
Cost Estimating Notes
2.6 | Other category rolled over from RM3
2.6 | Bearing Grease/Oil assumed at $1,000/year likely needs to revisit
Data Sources
2.6 | RE Vision

## ARL PTO Breakdown (hidden)
Basic Steel Fabrication Estimates for Turbine Assembly--Mike Beam ARL : August 28 2013
Part Name | Part Type | Weight [kg] | Qty | Total Weight [kg] | cost per kg [$/kg] | Total Cost [$ USD] | OD | ID | area | J | Length/thickness | CADD Volume | density | Weighter per part | Quantity of item | Total Weight | Comment | Cost per pound | Total cost | Added Estimating Notes
|  | kg | - | kg | USD/kg | USD | inches | inches | in^2 | inches^4 | inches | in**3 | #/inch**3 | # |  | # |  | from Ref model 4 & 7
Turbine Outer pipe rib | Fabricated Circular Part | 256.7755 | 13 | 3338.0818 | 30.856 | 102999.8507 | 137.9 | 125 | 2663.5286 | 11533548.4094 | 0.75 |  | 0.2833 | 565.9332 | 13 | 7357.1322 |  | 14 | 102999.8507 | Engineering Experience From Past Project Estimates
Turbine Pipe | Fabricated Circular Part | 10823.3669 | 1 | 10823.3669 | 30.856 | 333965.8089 | 125 | 123.5 | 292.7485 | 1129908.6983 | 287.629 |  | 0.2833 | 23854.7006 | 1 | 23854.7006 |  | 14 | 333965.8089 | Engineering Experience From Past Project Estimates
stator hub wall left & right stator hub | Fabricated Circular Part | 1919.9066 | 2 | 3839.8132 | 18.9544 | 72781.3546 | 56.3 | 0 | 2489.3953 | 986326.4171 | 6 |  | 0.2833 | 4231.4741 | 2 | 8462.9482 | Price per pound from LSV PC4 pricing exercise early 2013 | 8.6 | 72781.3546
stator hub ring left & right stator hub | Fabricated Circular Part | 2129.3388 | 2 | 4258.6777 | 18.9544 | 80720.6803 | 56.3 | 52.3 | 341.1669 | 251822.9651 | 48.556 |  | 0.2833 | 4693.0628 | 2 | 9386.1256 | Price per pound from LSV PC4 pricing exercise early 2013 | 8.6 | 80720.6803
stator hub bearing support | Fabricated Circular Part | 260.9822 | 2 | 521.9643 | 18.9544 | 9893.5206 | 52.3 | 12.25 | 2030.373 | 732292.7437 | 1 |  | 0.2833 | 575.2047 | 2 | 1150.4094 | Price per pound from LSV PC4 pricing exercise early 2013 | 8.6 | 9893.5206
Rotor hub thrust plate | Fabricated Circular Part | 1618.0291 | 2 | 3236.0582 | 18.9544 | 61337.5423 | 43.74 | 5.25 | 1480.9228 | 359262.6372 | 8.5 |  | 0.2833 | 3566.1362 | 2 | 7132.2724 | Price per pound from LSV PC4 pricing exercise early 2013 | 8.6 | 61337.5423
Rotor hub outer wall | Fabricated Circular Part | 2437.369 | 1 | 2437.369 | 18.9544 | 46198.8666 | 56.3 | 44.3 | 948.1047 | 608230.4974 | 20 |  | 0.2833 | 5371.9612 | 1 | 5371.9612 | Price per pound from LSV PC4 pricing exercise early 2013 | 8.6 | 46198.8666
Rotor Hub rib | Fabricated Circular Part | 520.7474 | 1 | 520.7474 | 18.9544 | 9870.4537 | 44.3 | 36.3 | 506.4098 | 207639.4122 | 8 |  | 0.2833 | 1147.7272 | 1 | 1147.7272 | Price per pound from LSV PC4 pricing exercise early 2013 | 8.6 | 9870.4537
Blade blank area | Fabricated Circular Part | 7322.4051 | 1 | 7322.4051 | 18.9544 | 138791.7955 | 121.553 | 56.3 | 9114.6239 | 20445037.6296 | 6.25 |  | 0.2833 | 16138.5809 | 1 | 16138.5809 | Price per pound from LSV PC4 pricing exercise early 2013 | 8.6 | 138791.7955
Short rotor shaft body | Fabricated Circular Part | 137.0228 | 1 | 137.0228 | 59.508 | 8153.9522 | 5.25 | 0 | 21.6469 | 74.5803 | 49.245 |  | 0.2833 | 301.9982 | 1 | 301.9982 |  | 27 | 8153.9522 | Engineering Experience From Past Project Estimates
Short rotor shaft shoulder | Fabricated Circular Part | 66.6426 | 1 | 66.6426 | 59.508 | 3965.7662 | 13.878 | 5.25 | 129.6155 | 3567.0396 | 4 |  | 0.2833 | 146.8802 | 1 | 146.8802 |  | 27 | 3965.7662 | Engineering Experience From Past Project Estimates
Long rotor shaft body | Fabricated Circular Part | 206.3481 | 1 | 206.3481 | 59.508 | 12279.3602 | 5.25 | 0 | 21.6469 | 74.5803 | 74.16 |  | 0.2833 | 454.7911 | 1 | 454.7911 |  | 27 | 12279.3602 | Engineering Experience From Past Project Estimates
Long Rotor shaft shoulder | Fabricated Circular Part | 66.6426 | 1 | 66.6426 | 59.508 | 3965.7662 | 13.878 | 5.25 | 129.6155 | 3567.0396 | 4 |  | 0.2833 | 146.8802 | 1 | 146.8802 |  | 27 | 3965.7662 | Engineering Experience From Past Project Estimates
Bearing & shaft housing main body & seal housing | Fabricated Circular Part | 298.8159 | 2 | 597.6319 | 59.508 | 35563.8785 | 11.25 | 7.25 | 58.1178 | 1301.2927 | 40 |  | 0.2833 | 658.5903 | 2 | 1317.1807 | two beaing assemblies | 27 | 35563.8785 | Engineering Experience From Past Project Estimates
Bearing & seal house flange (large OD end) | Fabricated Circular Part | 297.0748 | 2 | 594.1496 | 59.508 | 35356.6516 | 22.878 | 7.25 | 369.7863 | 26623.0111 | 6.25 |  | 0.2833 | 654.7528 | 2 | 1309.5056 |  | 27 | 35356.6516 | Engineering Experience From Past Project Estimates
Nose at ends (elliptical) --one motor end one rotor end | Fabricated Circular Part | 1143.4831 | 2 | 2286.9662 | 35.264 | 80647.5776 |  |  | 0 | 0 |  | 8896 | 0.2833 | 2520.2368 | 2 | 5040.4736 |  | 16 | 80647.5776 | Engineering Experience From Past Project Estimates
Motor/generator housing--cylinderical body | Fabricated Circular Part | 3593.1685 | 1 | 3593.1685 | 35.264 | 126709.4954 | 55.74 | 51.74 | 337.6484 | 244118.7609 | 82.79 |  | 0.2833 | 7919.3435 | 1 | 7919.3435 |  | 16 | 126709.4954 | Engineering Experience From Past Project Estimates
Motor/generator Housing rotor end wall | Fabricated Circular Part | 256.8522 | 1 | 256.8522 | 35.264 | 9057.6364 | 51.74 | 11.52 | 1998.2431 | 701817.4538 | 1 |  | 0.2833 | 566.1023 | 1 | 566.1023 |  | 16 | 9057.6364 | Engineering Experience From Past Project Estimates
Linear bearing rails (tubes) for moving the assembly | Fabricated Circular Part | 359.7906 | 2 | 719.5811 | 30.856 | 22203.3944 | 5 | 4 | 7.0684 | 36.2254 | 396 |  | 0.2833 | 792.9784 | 2 | 1585.9567 | Assume steel tubing | 14 | 22203.3944 | Engineering Experience From Past Project Estimates
Bell mouth at ocean side inlet/exit | Fabricated Circular Part | 499.0913 | 1 | 499.0913 | 59.508 | 29699.9255 |  |  | 0 | 0 |  | 3882.8 | 0.2833 | 1099.9972 | 1 | 1099.9972 | Finished weight from GES CADD model | 27 | 29699.9255 | Engineering Experience From Past Project Estimates
|  | 34213.853 | 40 | 45322.5803 |  | 1224163.2773 | 0 | 0 | 0 | 0 | 0 |  | 0.2833 | 0 | 1 | 0
[15 empty] | Total Weight this sheet | 106224.044 |  | Total this sheet | 1224163.2773
Rectangular items
|  | Weight [kg] | Qty | Total Weight [kg] | cost per kg [$/kg] | Total Cost [$ USD]
Part Name | Part Type | kg | - | kg | USD/kg | USD | Width/Chord | Height/THK | Length/span | Volume | Density | Weight per item | # of item | Total W# all items | Comments | Cost per pound | Total Cost of items | Additional Estimating Notes
Stator blades | Fabricated Rectangular Part | 205.5262 | 12 | 2466.3142 | 42.2948 | 104312.1658 | 18 | 2.7 | 32.9 | 1598.94 | 0.2833 | 452.9797 | 12 | 5435.7564 | Steel --both stators | 19.19 | 104312.1658 | Used rotor blade per pound machining estimate derived from NU CON verbal rotor blade machining estimate
generator support struts | Fabricated Rectangular Part | 91.345 | 8 | 730.7598 | 42.2948 | 30907.3084 | 12 | 1.8 | 32.9 | 710.64 | 0.2833 | 201.3243 | 8 | 1610.5945 | Steel -4 each end of motor | 19.19 | 30907.3084 | Used rotor blade per pound machining estimate derived from NU CON verbal rotor blade machining estimate
generator/motor plate weldments (bolt generator feet to) | Fabricated Rectangular Part | 45.3721 | 2 | 90.7441 | 30.856 | 2800 |  | 1 |  | 0 | 0.2833 | 100 | 2 | 200 | Steel | 14 | 2800 | Engineering Experience From Past Project Estimates
assembly slide linear bearing housings | Fabricated Rectangular Part | 49.1833 | 12 | 590.1996 | 30.856 | 18211.2 |  | 0 |  | 0 | 0.2833 | 108.4 | 12 | 1300.8 | Steel | 14 | 18211.2 | Engineering Experience From Past Project Estimates
3 welded assembly feet between duct OD and linear brg hsgs | Fabricated Rectangular Part | 1338.4755 | 3 | 4015.4265 | 17.632 | 70800 |  | 0.75 |  | 0 | 0.2833 | 2950 | 3 | 8850 | Steel --GES CADD model | 8 | 70800 | Engineering Experience From Past Project Estimates
Electronic control panel box --top & bottom | Fabricated Rectangular Part | 19.2809 | 2 | 38.5617 | 17.632 | 679.92 | 30 | 0.125 | 40 | 150 | 0.2833 | 42.495 | 2 | 84.99 | Steel | 8 | 679.92 | Engineering Experience From Past Project Estimates
Electronic control panel box --front & back | Fabricated Rectangular Part | 69.4111 | 2 | 138.8221 | 17.632 | 2447.712 | 40 | 0.125 | 108 | 540 | 0.2833 | 152.982 | 2 | 305.964 | Steel | 8 | 2447.712 | Engineering Experience From Past Project Estimates
Electronic control panel box --left & right sides | Fabricated Rectangular Part | 52.0583 | 2 | 104.1166 | 17.632 | 1835.784 | 30 | 0.125 | 108 | 405 | 0.2833 | 114.7365 | 2 | 229.473 | Steel | 8 | 1835.784 | Engineering Experience From Past Project Estimates
|  |  | 43 | 8174.9446 | 216.8295 | 231994.0902 | [6 empty] | Subtotal | 18017.5779 | Pounds |  | 231994.0902
Off-the-shelf components
|  | Weight [kg] | Qty | Total Weight [kg] | cost per kg [$/kg] | Total Cost [$ USD] | Weight of item | Quantity of Item | total weight for all this item | Comment | Cost per item or per pound | Total Cost | Added estimating notes
Part Name | Part Type | kg | - | kg | USD/kg | USD
Duct Tee's | Ducting | 17.6951 | 144 | 2548.0944 | 2.204 | 5616 | 39 | 144 | 5616 | Duct axial stiffeners--fabrication cost assumed part of previous sheet | 1 | 5616 | Engineering Estimate Based On Past Experience
|  | Weight [kg] | Qty | Total Weight [kg] | cost per part [$/item] | Total Cost [$ USD]
Part Name | Part Type | kg | - | kg | USD/kg | USD
Thrust bearings | Bearings | 45.0363 | 2 | 90.0726 | 9617.76 | 19235.52 | 99.26 | 2 | 198.52 | Timken T711 | 9617.76 | 19235.52 | Quote Email Applied Industrial Tech. August 1 2013
Roller bearings | Bearings | 1.9964 | 4 | 7.9855 | 3204.8 | 12819.2 | 4.4 | 4 | 17.6 | Timken 52RIT240 | 3204.8 | 12819.2 | Quote Email Applied Industrial Tech. August 1 2013
|  | Weight [kg] | Qty | Total Weight [kg] | cost per part [$/item] | Total Cost [$ USD]
Part Name | Part Type | kg | - | kg | USD/kg | USD
Flex coupling | Coupling | 77.1325 | 1 | 77.1325 | 1400 | 1400 | 170 | 1 | 170 | Omega E80 |  | 1400 | Past Quote for 48" WT test program
|  | Weight [kg] | Qty | Total Weight [kg] | cost per part [$/item] | Total Cost [$ USD]
Part Name | Part Type | kg | - | kg | USD/kg | USD
Motor Generator | Generator | 1127.4955 | 1 | 1127.4955 | 35000 | 35000 | 2485 | 1 | 2485 | Baldor IDDRPM404006 | 35000 | 35000 | Jim Mickey REVISED 1-9-14
|  | Weight [kg] | Qty | Total Weight [kg] | cost per kg [$/kg] | Total Cost [$ USD]
Part Name | Part Type | kg | - | kg | USD/kg | USD
Rotor Blades | Rotor Blades | 260.1633 | 5 | 1300.8167 | 42.2948 | 55017.73 | 573.4 | 5 | 2867 | finished blade weights--machining only--hub blank other sheets | 19.19 | 55017.73 | $55,000 verbal estimate Aug 19 from David Bernhardt of NU Con Corp; we provide free machining steel C1119 blank with .100" excess on each side of blades. --must paint
|  | Weight [kg] | Qty | Total Weight [kg] | cost per part [$/item] | Total Cost [$ USD]
Part Name | Part Type | kg | - | kg | USD/kg | USD
Power Electronics | Power Electronics | 952.8131 | 1 | 952.8131 | 40000 | 40000 | 2100 | 1 | 2100 | ABB - acs800-17-0580-5+C129 | 40000 | 40000 | Jim Mickey REVISED 1-9-14
|  | Weight [kg] | Qty | Total Weight [kg] | cost per part [$/item] | Total Cost [$ USD]
Part Name | Part Type | kg | - | kg | USD/kg | USD
Mechancial face seal |  | 0 | 2 | 0 | 6000 | 12000 |  | 2 |  | $$ based on high pressure Sea Maverick seal 2.625" dia (this is large but low pressure) | 6000 | 12000 | see note left
Sea Mavrick seal $5115 each