## README
Description
This techo-econimic analysis model was created by the National Renewable Energy Laboratory Water Power TEA team for Daniel MacDonald at the Univeristy of Massachusetts, Dartmouth (UMass). The model compares the cost of powering an AUV and an offshore monitoring station using three different power sources: the Maximal Asymmetric Drag Wave Energy Converter (MADWEC), designed by UMass, a solar buoy, and by manual battery swapping. Each scenario is also evaluated at three different locations: Nearshore (Massachusetts State Waters), Far Offshore (Massachusetts Federal Waters), and High Latitude (Alaska State Waters). There are a total of 18 scenarios (3 power sources * 2 end uses * 3 locations). See the graphic to the right for a breakdown of the 18 scenarios. The three different locations impact the installation, shipping, and O&M costs. They also impact the power generation from the different power sources, as the wave and solar resources change at each location. The CapEx of the three power generation sources are modeled using the Department Of Energy's Marine Energy Cost Breakdown Structure.
PASSWORD
All tabs in this model are protected and locked, so that the user doesn't accidentally edit cells that are not meant to be edited. Only cells with specific user inputs (light blue cells) can be edited. If the user wishes to override this protection, they will need to unprotect the sheet with a password. The password for all tabs in the model is:
PASSWORD: MADWEC
Model Instructions
The model is broken up into twelve different tabs: one tab for each cost breakdown (CapEx, Installation, and O&M) for each power source (MADWEC, Solar Buoy, and Battery Swapping), and one tab for the power generation calculations for each power source. Each of the twelve tabs are then broken into three different sections: Inputs, Calculations, and Outputs. See descriptions of each section below.
Inputs
The "Inputs" section of the model tabs are denoted with blue headings, and input cells are denoted with light blue colors. The "Inputs" section is the only section on each tab that requires the user to input information about the scenario. Each input can be changed from its default values as new information is dicovered or changed. Any cell that is not denoted with a light blue color is locked from the user. To undo this lock, unprotect the sheet and type in the password listed above.
Calculations
The "Calculations" section of the model tabs are denoted by black headings. The "Calculations" section is linked to the "Inputs" section and uses the values inputted by the user. If the "Inputs" tab is changed, then the "Calculations" tab will change automatically with no action from the user.
Outputs
The "Outputs" section of the model tabs are denoted with light red headings. The "Outputs" include the final costs or power calculations for each tab- differentiating between the scnearios and locations. The "Outputs" section is linked to the "Calculations" section, so it will display the final cost values with no action from the user.
The cost calculations are modeled from existing TEA models and cost curves applicable to marine energies, such as NREL's System Advisor Model. When applicable, actual costs quoted from manufacturers are used. Equations for the power generation calcualations are denoted on the relevant tabs.
| RESULTS | The "RESULTS" tab at the end of the model includes the results (costs, power generation, etc.) for all 18 scenarios. The results and their relevant graphics are linked to the outputs on their respective calculation tabs. If the user changes the inputs on a tab, resulting in a change of the outputs, the results tab will update on it's own, so no action is needed from the user.
Questions and Contact
For questions about the model, contact Tina Ortega (tina.ortega@nrel.gov) or Elena Baca (elena.baca@nrel.gov). Model completed February, 2024.

## 1. MADWEC CapEx
Inputs | [6 empty] | Scenario Information
| MADWEC Information | [5 empty] | Scenario | No. of Devices
| Description |  |  |  | Value |  | AUV, Nearshore | 777
| Total MADWEC Mass (kg) |  |  |  | 2962 |  | AUV, Far Offshore | 329
| Buoy Mass (kg) |  |  |  | 601 |  | AUV, High Latitude | 534
| Ballast Mass (kg) |  |  |  | 2252 |  | Remote Monitoring, Nearshore | 415
| MADWEC Device R-value ( earning rate) |  |  |  | 0.08 |  | Remote Monitoring, Far Offshore | 176
| Electrical Infrastructure R-value (learning rate) |  |  |  | 0.06 |  | Remote Monitoring, High Latitude | 285
Note
Cells with equations should only be written over if a more accurate value has been determined and the calculation estimate is no longer needed. If the user overwrites a cell that contains an equation, be sure that it will not affect any other value that it is linked to. If applicable, cells with equations will have the equations written next to them in Column L so they can be referenced even if accidentally overwritten. Any of the blue cells in the input tables can be edited and will only affect the final cost. The cost breakdown structure has up to six levels (eg. 1.1.1.1.1.1). When a particular section does not need six levels of descriptive input, the rows are "hidden". Hidden rows are denoted with green lines on the numeric row banner on the left side of the Excel tab. To expand the hidden rows, click the "+" icon to show all rows under that level. To hide rows in a particular level, click the "-" icon. As the MADWEC is designed in more detail, it is reccomended to expand the hidden rows and add to the model when sections become applicable. The CBS adapted from NREL's Marine Energy Cost Breakdown Structure (https://openei.org/wiki/PRIMRE/Telesto/Economics). The R-value in the MADWEC Information input table represents the learning rate of the components that are being scaled. The first of a kind component (or in this case, the first MADWEC) will cost more than the nth component that is manufactured. The learning rate varies from industry to industry as well as technology to technology, and is often gathered or calculated from literature and historical data. Components with more immature technologies will typically have R-values, meaning the nth components will have more of a significant drop in cost than the 1st component.
MADWEC CapEx
| Category | [6 empty] | Cost | Equations used | Notes | Link
| 1. Capital Expenditures (CapEx) | [6 empty] | 2920054.61 | =SUM(K18,K114,K311)
|  | 1.1. Marine Energy Converter (MEC) | [5 empty] | 37946.61 | =SUM(K19,K34,K94)
|  |  | 1.1.1. Structural Assembly |  |  |  |  | 28530 | =SUM(K20,K27,K28,K32,K33)
|  |  |  | 1.1.1.1. Prime Mover |  |  |  | 28530 | =SUM(K21:K24)
[5 empty] | 1.1.1.1.1. Primary Structural Assembly |  |  | 0
[5 empty] | 1.1.1.1.2. Buoyancy Chambers |  |  | 6010 | =10*Buoy Mass | ~$10 per kg for structural steel. This cost can be reduced if using less expensive materials than stainless steel.
[5 empty] | 1.1.1.1.3. External Ballast Chambers |  |  | 22520 | =10*Ballast Mass | ~$10 per kg for structural steel. This cost can be reduced if using less expensive materials than stainless steel.
[5 empty] | 1.1.1.1.4. Active Structure |  |  | 0 | =SUM(K25:K26)
[6 empty] | 1.1.1.1.4.1. Drive Mechanisms |  | 0
[6 empty] | 1.1.1.1.4.2. Hydrodynamic Bodies |  | 0
|  |  |  | 1.1.1.2. Additional Structural Components |  |  |  | 0
|  |  |  | 1.1.1.3. Marine Systems |  |  |  | 0 | =SUM(K29:K31)
[5 empty] | 1.1.1.3.1. Personnel Access System (Device Access) |  |  | 0
[5 empty] | 1.1.1.3.2. Ballast System |  |  | 0
[5 empty] | 1.1.1.3.3. Navigation Lighting |  |  | 0
|  |  |  | 1.1.1.4. Coatings |  |  |  | 0
|  |  |  | 1.1.1.5. Transportation of Structure |  |  |  | 0 |  | This is the cost of transporting the structural components to the build area. Because it will be dependent on the location scenario (Massachusetts or Alaska), it is calculated in the "Installation" tab instead of the "CapEx" tab.
|  |  | 1.1.2. Power Take-Off System (PTO) |  |  |  |  | 3140.61 | =SUM(K35,K49,K56,K61,K68:K69,K85:K88)
|  |  |  | 1.1.2.1. Hydraulic Drivetrain |  |  |  | 0 | =SUM(K36,K37,K41,K44:K48)
[5 empty] | 1.1.2.1.1. Primary Hydraulic Pump |  |  | 0
[5 empty] | 1.1.2.1.2. Rectifying Circuit |  |  | 0 | =SUM(K38:K40)
[6 empty] | 1.1.2.1.2.1. Valves |  | 0
[6 empty] | 1.1.2.1.2.2. Manifold |  | 0
[6 empty] | 1.1.2.1.2.3. Plumbing |  | 0
[5 empty] | 1.1.2.1.3. Accumulators |  |  | 0 | =SUM(K42:K43)
[6 empty] | 1.1.2.1.3.1. High Pressure Accumulators |  | 0
[6 empty] | 1.1.2.1.3.2. Low Pressure Accumulators |  | 0
[5 empty] | 1.1.2.1.4. Hydraulic Motor |  |  | 0
[5 empty] | 1.1.2.1.5. Valves |  |  | 0
[5 empty] | 1.1.2.1.6. Hydraulic Reservoir |  |  | 0
[5 empty] | 1.1.2.1.7. Hydraulic Fluid |  |  | 0
[5 empty] | 1.1.2.1.8. Plumbing, fittings, etc. |  |  | 0
|  |  |  | 1.1.2.2. Gearbox or Speed Increaser/Reducer |  |  |  | 947 | =SUM(K50:K55) | Equation overwritten. Component given by UMass | 10:1 Planetary Gearbox
[5 empty] | 1.1.2.2.1. Gears |  |  | 0
[5 empty] | 1.1.2.2.2. Bearings |  |  | 0
[5 empty] | 1.1.2.2.3. Housing |  |  | 0
[5 empty] | 1.1.2.2.4. Sensors |  |  | 0
[5 empty] | 1.1.2.2.5. Lube System |  |  | 0
[5 empty] | 1.1.2.2.6. Cooling System |  |  | 0
|  |  |  | 1.1.2.3. Air Turbine |  |  |  | 0 | =SUM(K57:K60)
[5 empty] | 1.1.2.3.1. Blades or Rotor Assembly |  |  | 0
[5 empty] | 1.1.2.3.2. Hub Assembly |  |  | 0
[5 empty] | 1.1.2.3.3. Shaft Assembly |  |  | 0
[5 empty] | 1.1.2.3.4. Bearings |  |  | 0
|  |  |  | 1.1.2.4. Electrical Generator |  |  |  | 505.88 | =SUM(K62:K67) | Equation overwritten. Component given by UMass | Brushless DC motor
[5 empty] | 1.1.2.4.1. Cooling System |  |  | 0
[5 empty] | 1.1.2.4.2. Lubrication System |  |  | 0
[5 empty] | 1.1.2.4.3. Rotor |  |  | 0
[5 empty] | 1.1.2.4.4. Sensors |  |  | 0
[5 empty] | 1.1.2.4.5. Stator |  |  | 0
[5 empty] | 1.1.2.4.6. Structural & Mechanical |  |  | 0
|  |  |  | 1.1.2.5. Short-Term Energy Storage |  |  |  | 0 |  | $0 placeholder cost since no information on battery was provided
|  |  |  | 1.1.2.6. Power Electronics |  |  |  | 50 | =SUM(K70,K74,K79)
[5 empty] | 1.1.2.6.1. Frequency Converter |  |  | 50 | =SUM(K71:K73) | Equation overwritten. $50 placeholder cost since no information on "buck boost" converter was provided
[6 empty] | 1.1.2.6.1.1. Converter Auxiliaries |  | 0
[6 empty] | 1.1.2.6.1.2. Converter Power Bus |  | 0
[6 empty] | 1.1.2.6.1.3. Power Conditioning |  | 0
[5 empty] | 1.1.2.6.2. Power Electrical System |  |  | 0 | =SUM(K75:K78)
[6 empty] | 1.1.2.6.2.1. Power Circuit |  | 0
[6 empty] | 1.1.2.6.2.2. Main Transformer |  | 0
[6 empty] | 1.1.2.6.2.3. Measurements |  | 0
[6 empty] | 1.1.2.6.2.4. Switchgear |  | 0
[5 empty] | 1.1.2.6.3. Control & Communication System (SCADA) |  |  | 0 | =SUM(K80:K84)
[6 empty] | 1.1.2.6.3.1. Marine Energy Converter (MEC) Controller |  | 0
[6 empty] | 1.1.2.6.3.2. Communication System |  | 0
[6 empty] | 1.1.2.6.3.3. Condition Monitoring System (CMS) |  | 0
[6 empty] | 1.1.2.6.3.4. Ancillary Equipment |  | 0
[6 empty] | 1.1.2.6.3.5. Marine Energy Converter (MEC) Plant Control Equipment |  | 0
|  |  |  | 1.1.2.7. Power Take-Off Enclosure |  |  |  | 121 |  | Component given by UMass | 12"x10' PVC pipe
|  |  |  | 1.1.2.8. Coatings |  |  |  | 0
|  |  |  | 1.1.2.9. Transportation of Power Conversion Chain |  |  |  | 0 |  | This is the cost of transporting the power conversion chain components to the build area. Because it will be dependent on the location scenario (Massachusetts or Alaska), it is calculated in the "Installation" tab instead of the CapEx tab.
|  |  |  | 1.1.2.10. Additional PTO Components |  |  |  | 1516.73 | =SUM(K89:K91)
[5 empty] | 1.1.2.10.1. Bearings |  |  | 136.98 | =$45.66 * no. of bearings | No. of bearings = 3 | Needle Roller Bearings
[5 empty] | 1.1.2.10.2. Torsion Spring |  |  | 50 |  | Unable to find actual spring from component list given by Umass, so using a different spring as a placeholder. | Garage door torsion spring
[5 empty] | 1.1.2.10.3. Adjustable Clutch |  |  | 1329.75 |  | Component given by UMass | Adjustable Clutch
[5 empty] | 1.1.2.10.4. UMD Reel |  |  | 0 |  | $0 placeholder cost since no information on UMD reel was provided
[5 empty] | 1.1.2.10.5. Rectifier |  |  | 0 |  | $0 placeholder cost since no information on rectifier was provided
|  |  | 1.1.3. Mooring, Foundation, and Sub-Structure |  |  |  |  | 6276 | =SUM(K95:K101,K107,K112:K113)
|  |  |  | 1.1.3.1. Mooring Lines |  |  |  | 1276 |  | Cost of 100m of 5/16" Dynemma rope | 5/16" Dyneema rope
|  |  |  | 1.1.3.2. Anchors and Piles |  |  |  | 5000 |  | Based on HERO-WEC price for 4,000lb anchor
|  |  |  | 1.1.3.3. Connecting Hardware |  |  |  | 0
|  |  |  | 1.1.3.4. Sub-Foundation or Bedding |  |  |  | 0
|  |  |  | 1.1.3.5. Messenger Lines & Buoys |  |  |  | 0
|  |  |  | 1.1.3.6. Scour Protection |  |  |  | 0
|  |  |  | 1.1.3.7. Outfitting structure (steel or other) |  |  |  | 0 | =SUM(K102:K106)
[5 empty] | 1.1.3.7.1. Vessel Landing |  |  | 0
[5 empty] | 1.1.3.7.2. Service Platforms and Decks |  |  | 0
[5 empty] | 1.1.3.7.3. Ladders |  |  | 0
[5 empty] | 1.1.3.7.4. Railings |  |  | 0
[5 empty] | 1.1.3.7.5. Marine Coatings |  |  | 0
|  |  |  | 1.1.3.8. Ancillary Marine Systems |  |  |  | 0 | =SUM(K108:K111)
[5 empty] | 1.1.3.8.1. Cathodic Protection System |  |  | 0
[5 empty] | 1.1.3.8.2. Personnel Access System |  |  | 0
[5 empty] | 1.1.3.8.3. Ballast System |  |  | 0
[5 empty] | 1.1.3.8.4. Condition Monitoring |  |  | 0
|  |  |  | 1.1.3.9. Integration, Assembly, Testing, and Checkout |  |  |  | 0
|  |  |  | 1.1.3.10. Transportation |  |  |  | 0 |  | Assuming the parts are being sourced locally.
|  | 1.2. Balance of System (BOS) | [5 empty] | 2882108 | =SUM(K115,K148,K159,K258,K259,K272,K304)
|  |  | 1.2.1. Development |  |  |  |  | 1916000 | =SUM(K116,K120,K123,K124,K127,K133,K137,K143)
|  |  |  | 1.2.1.1. Site Selection (Siting and scoping) |  |  |  | 260000 | =SUM(K117:K119)
[5 empty] | 1.2.1.1.1. Resource Assessment |  |  | 75000 |  | $75k reccomended placeholder. A more accurate estimate can be calculated by salary * time of a researcher. Assuming assessment is conducted with publicly available data (cost does not include measuring data).
[5 empty] | 1.2.1.1.2. Environmental Scoping |  |  | 35000 |  | $25k-$50k reccomended placeholder. A more accurate estimate can be calculated by salary * time of an environmental engineer/scientist. Cost depends on what types of species need monitoring.
[5 empty] | 1.2.1.1.3. Pre-FEED |  |  | 150000 |  | $150kreccomended placeholder. Could assume $0 since the TEAMER studies conducted pre-FEED.
|  |  |  | 1.2.1.2. Permitting & Leasing |  |  |  | 0 | =SUM(K121:K122) | This is the cost of permitting the project and leasing the area. Because it will be dependent on the location scenario (Massachusetts State/Federal or Alaska), it is calculated in the "Installation" tab instead of the CapEx tab.
[5 empty] | 1.2.1.2.1. Permit Acquisition Activities |  |  | 0
[5 empty] | 1.2.1.2.2. Lease Acquisition Activities |  |  | 0
|  |  |  | 1.2.1.3. Professional Advisory Services |  |  |  | 0
|  |  |  | 1.2.1.4. Initial Engineering |  |  |  | 0 | =SUM(K125:K126)
[5 empty] | 1.2.1.4.1. FEED |  |  | 0
[5 empty] | 1.2.1.4.2. Engineering Certification |  |  | 0
|  |  |  | 1.2.1.5. Site Characterization |  |  |  | 1531000 | =SUM(K128:K132)
[5 empty] | 1.2.1.5.1. Environmental Surveys |  |  | 600000 |  | $600k reccomended placeholder. Assuming one species for two years at $300k/yr/species.
[5 empty] | 1.2.1.5.2. Resource and Metocean Assessment |  |  | 450000 | =SUM(K130:K131) | Reccomendation for larger scale projects = ~$150k-$450k
[6 empty] | 1.2.1.5.2.1. Resource Monitoring Stations |  | 275000
[6 empty] | 1.2.1.5.2.2. Data Collection and Analysis |  | 175000
[5 empty] | 1.2.1.5.3. Geological and Bathymetry Survey |  |  | 31000 |  | $31k reccomended placeholder. One mile of surveying at $6k/mile + $25k for reporting. A more accurate estimate can be calculated by salary * time of a geologist.
|  |  |  | 1.2.1.6. Interconnection & Power Marketing |  |  |  | 0 | =SUM(K134:K136)
[5 empty] | 1.2.1.6.1. Interconnection Studies & Fees |  |  | 0
[5 empty] | 1.2.1.6.2. Onshore Interconnection Rights (Transmission Rights of way) |  |  | 0
[5 empty] | 1.2.1.6.3. Power Marketing |  |  | 0
|  |  |  | 1.2.1.7. Project Management During Development |  |  |  | 125000 | =SUM(K138:K142) | Equation overwritten. $100k-$150k reccomended placeholder. A more accurate estimate can be calculated by salary * time of a project manager.
[5 empty] | 1.2.1.7.1. Procurement |  |  | 0
[5 empty] | 1.2.1.7.2. Salaries |  |  | 0
[5 empty] | 1.2.1.7.3. Sales, General, & Administrative |  |  | 0
[5 empty] | 1.2.1.7.4. Stakeholder Outreach |  |  | 0
[5 empty] | 1.2.1.7.5. Profit |  |  | 0
|  |  |  | 1.2.1.8. Financing and Incentives |  |  |  | 0 | =SUM(K144:K147)
[5 empty] | 1.2.1.8.1. Due Diligence |  |  | 0
[5 empty] | 1.2.1.8.2. Incentives |  |  | 0
[5 empty] | 1.2.1.8.3. Closing Costs |  |  | 0
[5 empty] | 1.2.1.8.4. Legal Support |  |  | 0
|  |  | 1.2.2. Engineering and Management |  |  |  |  | 958000 | =0.5*K118 | Equation overwritten. $958k reccomended placeholder. This is the engineering costs throughout the deployment process. Assuming ~half the time as Development timeline, so also half the cost.
|  |  |  | 1.2.2.1. Detailed Design and Construction Engineering |  |  |  | 0
|  |  |  | 1.2.2.2. Procurement Management |  |  |  | 0
|  |  |  | 1.2.2.3. Construction Management |  |  |  | 0 | =SUM(K152:K154)
[5 empty] | 1.2.2.3.1. Salaries |  |  | 0
[5 empty] | 1.2.2.3.2. Sales, General, & Administrative |  |  | 0
[5 empty] | 1.2.2.3.3. Profit |  |  | 0
|  |  |  | 1.2.2.4. Project Certification |  |  |  | 0
|  |  |  | 1.2.2.5. Health, Safety, & Environmental Monitoring |  |  |  | 0 | =SUM(K157:K158)
[5 empty] | 1.2.2.5.1. Health and Safety Monitoring |  |  | 0
[5 empty] | 1.2.2.5.2. Environmental Monitoring |  |  | 0
|  |  | 1.2.3. Electrical Infrastructure |  |  |  |  | 1628 | =SUM(K160,K172,K182,K189,K228,K249)
|  |  |  | 1.2.3.1. Array Cable System |  |  |  | 1628 | =SUM(K161,K164,K170:K171)
[5 empty] | 1.2.3.1.1. Array Cables |  |  | 1628 | =SUM(K162:K163)
[6 empty] | 1.2.3.1.1.1. Riser cable |  | 1628 |  | Riser cost (100m) from NREL's Electrical Infrastructure Model (not public). Dependent on bathymetry or depth of device.
[6 empty] | 1.2.3.1.1.2. Collector Cable |  | 0
[5 empty] | 1.2.3.1.2. Cable Accessories & Jointing |  |  | 0 | =SUM(K165:K169)
[6 empty] | 1.2.3.1.2.1. Termination Kit |  | 0
[6 empty] | 1.2.3.1.2.2. Connectors |  | 0
[6 empty] | 1.2.3.1.2.3. Buoyancy Modules |  | 0
[6 empty] | 1.2.3.1.2.4. Anchorage |  | 0
[6 empty] | 1.2.3.1.2.5. Messenger Lines & Buoys |  | 0
[5 empty] | 1.2.3.1.3. Array Cable System Commissioning |  |  | 0
[5 empty] | 1.2.3.1.4. Array Cable System Transportation |  |  | 0
|  |  |  | 1.2.3.2. Export Cable Systems |  |  |  | 0 | =SUM(K173:K174,K180:K181)
[5 empty] | 1.2.3.2.1. Export Cables |  |  | 0
[5 empty] | 1.2.3.2.2. Cable Accessories & Jointing |  |  | 0 | =SUM(K175:K179)
[6 empty] | 1.2.3.2.2.1. Termination Kit |  | 0
[6 empty] | 1.2.3.2.2.2. Connectors |  | 0
[6 empty] | 1.2.3.2.2.3. Buoyancy Modules |  | 0
[6 empty] | 1.2.3.2.2.4. Anchorage |  | 0
[6 empty] | 1.2.3.2.2.5. Messenger Lines & Buoys |  | 0
[5 empty] | 1.2.3.2.3. Export Cable Commissioning |  |  | 0
[5 empty] | 1.2.3.2.4. Export Cable System Transportation |  |  | 0
|  |  |  | 1.2.3.3. Cable Protection |  |  |  | 0 | =SUM(K183:K188)
[5 empty] | 1.2.3.3.1. Scour Protection |  |  | 0
[5 empty] | 1.2.3.3.2. Cable Mattresses |  |  | 0
[5 empty] | 1.2.3.3.3. Ducting System |  |  | 0
[5 empty] | 1.2.3.3.4. Bend Restrictors |  |  | 0
[5 empty] | 1.2.3.3.5. Bend Stiffeners |  |  | 0
[5 empty] | 1.2.3.3.6. J-tube Seals |  |  | 0
|  |  |  | 1.2.3.4. Offshore Substation(s) |  |  |  | 0 | =SUM(K190,K198,K205,K216)
[5 empty] | 1.2.3.4.1. Topside |  |  | 0 | =SUM(K191:K197)
[6 empty] | 1.2.3.4.1.1. Structure |  | 0
[6 empty] | 1.2.3.4.1.2. Helicopter Deck |  | 0
[6 empty] | 1.2.3.4.1.3. Accommodations |  | 0
[6 empty] | 1.2.3.4.1.4. Outfitting Steel |  | 0
[6 empty] | 1.2.3.4.1.5. Topside Marine Systems |  | 0
[6 empty] | 1.2.3.4.1.6. Substation Topside Integration, Assembly, Test, and Checkout |  | 0
[6 empty] | 1.2.3.4.1.7. Transportation |  | 0
[5 empty] | 1.2.3.4.2. Substructure & Foundation |  |  | 0 | =SUM(K199:K204)
[6 empty] | 1.2.3.4.2.1. Foundation |  | 0
[6 empty] | 1.2.3.4.2.2. Substructure |  | 0
[6 empty] | 1.2.3.4.2.3. Substructure Marine Systems |  | 0
[6 empty] | 1.2.3.4.2.4. Scour Protection |  | 0
[6 empty] | 1.2.3.4.2.5. Substation Substructure & Foundation Integration, Assembly, Testing, and Checkout |  | 0
[6 empty] | 1.2.3.4.2.6. Transportation |  | 0
[5 empty] | 1.2.3.4.3. Electrical Conversion Equipment |  |  | 0 | =SUM(K206:K215)
[6 empty] | 1.2.3.4.3.1. AC Transformers |  | 0
[6 empty] | 1.2.3.4.3.2. High Voltage Switchgear |  | 0
[6 empty] | 1.2.3.4.3.3. Medium Voltage Switchgear |  | 0
[6 empty] | 1.2.3.4.3.4. Passive and Active Power Compensation |  | 0
[6 empty] | 1.2.3.4.3.5. Shunt Reactors |  | 0
[6 empty] | 1.2.3.4.3.6. DC Convertor |  | 0
[6 empty] | 1.2.3.4.3.7. Filtering System |  | 0
[6 empty] | 1.2.3.4.3.8. Earthing Systems |  | 0
[6 empty] | 1.2.3.4.3.9. Substation Electrical Conversion Equipment Integration, Assembly, Testing, and Checkout |  | 0
[6 empty] | 1.2.3.4.3.10. Transportation |  | 0
[5 empty] | 1.2.3.4.4. Facilities and Ancillary Systems |  |  | 0 | =SUM(K217:K227)
[6 empty] | 1.2.3.4.4.1. Standby Generator |  | 0
[6 empty] | 1.2.3.4.4.2. Fire Protection Systems |  | 0
[6 empty] | 1.2.3.4.4.3. Clean and Black Water Systems |  | 0
[6 empty] | 1.2.3.4.4.4. Fuel Tanks |  | 0
[6 empty] | 1.2.3.4.4.5. Control & Communication System |  | 0
[6 empty] | 1.2.3.4.4.6. Safety and Security Systems |  | 0
[6 empty] | 1.2.3.4.4.7. Crane |  | 0
[6 empty] | 1.2.3.4.4.8. Control Room & Refuge |  | 0
[6 empty] | 1.2.3.4.4.9. Heating, Ventilation, and Air Conditioning Equipment |  | 0
[6 empty] | 1.2.3.4.4.10. Industrial Waterproof Enclosures |  | 0
[6 empty] | 1.2.3.4.4.11. Transportation |  | 0
|  |  |  | 1.2.3.5. Onshore Substation |  |  |  | 0 | =SUM(K229,K230,K233,K234,K242,K247,K248)
[5 empty] | 1.2.3.5.1. Land Leases |  |  | 0
[5 empty] | 1.2.3.5.2. Underground Cable System |  |  | 0 | =SUM(K231:K232)
[6 empty] | 1.2.3.5.2.1. Underground Cables |  | 0
[6 empty] | 1.2.3.5.2.2. Ancillary Equipment |  | 0
[5 empty] | 1.2.3.5.3. Foundation |  |  | 0
[5 empty] | 1.2.3.5.4. Electrical Equipment |  |  | 0 | =SUM(K235:K241)
[6 empty] | 1.2.3.5.4.1. Circuit Breakers |  | 0
[6 empty] | 1.2.3.5.4.2. Disconnect Switches |  | 0
[6 empty] | 1.2.3.5.4.3. Transformers |  | 0
[6 empty] | 1.2.3.5.4.4. Bus Support, Bus, and Fittings |  | 0
[6 empty] | 1.2.3.5.4.5. Insulator |  | 0
[6 empty] | 1.2.3.5.4.6. Reactive Components |  | 0
[6 empty] | 1.2.3.5.4.7. Lighting Arrester |  | 0
[5 empty] | 1.2.3.5.5. Protection & Control |  |  | 0 | =SUM(K243:K246)
[6 empty] | 1.2.3.5.5.1. Control Enclosure |  | 0
[6 empty] | 1.2.3.5.5.2. Relay Panels |  | 0
[6 empty] | 1.2.3.5.5.3. Conduit |  | 0
[6 empty] | 1.2.3.5.5.4. Control Cable |  | 0
[5 empty] | 1.2.3.5.6. Buildings/Facilities |  |  | 0
[5 empty] | 1.2.3.5.7. Civil Infrastructure |  |  | 0
|  |  |  | 1.2.3.6. Onshore Transmission Infrastructure |  |  |  | 0 | =SUM(K250:K253,K257)
[5 empty] | 1.2.3.6.1. Land Leases |  |  | 0
[5 empty] | 1.2.3.6.2. Structure & Foundations |  |  | 0
[5 empty] | 1.2.3.6.3. Transmission Towers |  |  | 0
[5 empty] | 1.2.3.6.4. Overhead Lines |  |  | 0 | =SUM(K254:K256)
[6 empty] | 1.2.3.6.4.1. Conductors |  | 0
[6 empty] | 1.2.3.6.4.2. Communications |  | 0
[6 empty] | 1.2.3.6.4.3. Shield Wire |  | 0
[5 empty] | 1.2.3.6.5. Transportation |  |  | 0
|  |  | 1.2.4. Plant Commissioning |  |  |  |  | 0
|  |  | 1.2.5. Site Access, Port & Staging |  |  |  |  | 0 | =SUM(K260,K266:K268)
|  |  |  | 1.2.5.1. Staging Port |  |  |  | 0 | =SUM(K261:K265)
[5 empty] | 1.2.5.1.1. Quay |  |  | 0
[5 empty] | 1.2.5.1.2. Laydown Area |  |  | 0
[5 empty] | 1.2.5.1.3. Assembly Areas |  |  | 0
[5 empty] | 1.2.5.1.4. Personnel Facilities |  |  | 0
[5 empty] | 1.2.5.1.5. Fabrication Facilities |  |  | 0
|  |  |  | 1.2.5.2. Cranage |  |  |  | 0
|  |  |  | 1.2.5.3. Port Improvements |  |  |  | 0
|  |  |  | 1.2.5.4. Port Fees |  |  |  | 0 | =SUM(K269:K271) | This is the cost of the fees at each port. Because they will be dependent on the location scenario (Massachusetts or Alaska), it is calculated in the "Installation" tab instead of the CapEx tab.
[5 empty] | 1.2.5.4.1. Entrance/Exit Fees |  |  | 0
[5 empty] | 1.2.5.4.2. Quayside Docking Fees |  |  | 0
[5 empty] | 1.2.5.4.3. Wharfage Fees |  |  | 0
|  |  | 1.2.6. Assembly & Installation |  |  |  |  | 6480 | =SUM(K273,K278,K281,K299,K303) | Only considering assembly costs, since Installation is broken down in the "Installation" tab.
|  |  |  | 1.2.6.1. Substructures & Foundations |  |  |  | 0 | =SUM(K274:K277)
[5 empty] | 1.2.6.1.1. Foundation |  |  | 0
[5 empty] | 1.2.6.1.2. Substructure |  |  | 0
[5 empty] | 1.2.6.1.3. Scour Protection |  |  | 0
[5 empty] | 1.2.6.1.4. Noise Mitigation |  |  | 0
|  |  |  | 1.2.6.2. Marine Energy Converter Device |  |  |  | 6480 | =SUM(K279:K280)
[5 empty] | 1.2.6.2.1. Structural Assembly |  |  | 3240 | =45*24*3 | Assembly cost assuming $45/technician/hour * 24 hours * 3 technicians. Can override with more accurate technician pay and time required.
[5 empty] | 1.2.6.2.2. Power Take-Off System (PTO) |  |  | 3240 | =45*24*3 | Assembly cost assuming $45/technician/hour * 24 hours * 3 technicians. Can override with more accurate technician pay and time required.
|  |  |  | 1.2.6.3. Offshore Electrical Infrastructure |  |  |  | 0 | =SUM(K282,K287,K293,K296)
[5 empty] | 1.2.6.3.1. Array Cables |  |  | 0 | =SUM(K283:K286)
[6 empty] | 1.2.6.3.1.1. Cable Laying |  | 0
[6 empty] | 1.2.6.3.1.2. Cable Trenching |  | 0
[6 empty] | 1.2.6.3.1.3. Protection |  | 0
[6 empty] | 1.2.6.3.1.4. Terminations |  | 0
[5 empty] | 1.2.6.3.2. Offshore Export Cables |  |  | 0 | =SUM(K288:K292)
[6 empty] | 1.2.6.3.2.1. Cable Laying |  | 0
[6 empty] | 1.2.6.3.2.2. Cable Trenching |  | 0
[6 empty] | 1.2.6.3.2.3. Protection |  | 0
[6 empty] | 1.2.6.3.2.4. Terminations |  | 0
[6 empty] | 1.2.6.3.2.5. Landfall Operations |  | 0
[5 empty] | 1.2.6.3.3. Offshore Substation(s) |  |  | 0 | =SUM(K294:K295)
[6 empty] | 1.2.6.3.3.1. Substructure |  | 0
[6 empty] | 1.2.6.3.3.2. Topside |  | 0
[5 empty] | 1.2.6.3.4. Offshore Accommodations Platform(s) |  |  | 0 | =SUM(K297:K298)
[6 empty] | 1.2.6.3.4.1. Substructure |  | 0
[6 empty] | 1.2.6.3.4.2. Topside |  | 0
|  |  |  | 1.2.6.4. Onshore Electrical Infrastructure |  |  |  | 0 | =SUM(K300:K302)
[5 empty] | 1.2.6.4.1. Underground Cable System |  |  | 0
[5 empty] | 1.2.6.4.2. Overhead Transmission Lines |  |  | 0
[5 empty] | 1.2.6.4.3. Onshore Substation |  |  | 0
|  |  |  | 1.2.6.5. Offshore Logistical Infrastructure |  |  |  | 0 |  | Could be included as a way to monitor the device via satelite, communications software.
|  |  | 1.2.7. Other Infrastructure |  |  |  |  | 0 | =SUM(K305:K310) | Assuming $0 for now. Update as more information is determined.
|  |  |  | 1.2.7.1. Offshore Accommodations |  |  |  | 0
|  |  |  | 1.2.7.2. Dedicated O&M Vessel(s) |  |  |  | 0
|  |  |  | 1.2.7.3. Onshore O&M Facilities |  |  |  | 0
|  |  |  | 1.2.7.4. O&M Equipment Purchases |  |  |  | 0
|  |  |  | 1.2.7.5. Offshore Logistical Infrastructure |  |  |  | 0
|  |  |  | 1.2.7.6. Other Infrastructure Transportation |  |  |  | 0
|  | 1.3. Financial Costs | [5 empty] | 0 | =SUM(K312:K315) | Assuming device is purchased outright with no leasing.
|  |  | 1.3.1. Project Contingency Budget |  |  |  |  | 0
|  |  | 1.3.2. Insurance During Construction |  |  |  |  | 0
|  |  | 1.3.3. Carrying Costs During Construction (Construction Financing Costs) |  |  |  |  | 0
|  |  | 1.3.4. Reserve Accounts |  |  |  |  | 0 | =SUM(K316:K318)
|  |  |  | 1.3.4.1. Maintenance Reserve Account |  |  |  | 0
|  |  |  | 1.3.4.2. Debt Service Reserve Account |  |  |  | 0
|  |  |  | 1.3.4.3. Decommissioning Reserve Account |  |  |  | 0
AUV CapEx
[7 empty] | AUV Component | Component Cost | No. of Components
[7 empty] | Remus300, 1.5kWh | 1038225 | 1
[7 empty] | Shipboard equipment | 129402 | 1
[7 empty] | O&M training (required) | 36000 | 1
[7 empty] | External battery charging box | 64332 | 1
Monitoring Station CapEx
[7 empty] | Sensor | Sensor Cost | No. of Sensors
[7 empty] | ADCP | 35349 | 3
[7 empty] | Anemometer | 12985 | 1
[7 empty] | Camera | 43415 | 1
[7 empty] | Catalytic H2 sensor | 1050 | 2
[7 empty] | CTD | 13766 | 3
[7 empty] | Data logger & communications | 3495 | 6
[7 empty] | Fluorometer | 14429 | 1
[7 empty] | Meterological probe | 1190 | 2
[7 empty] | Motion sensor | 1860 | 1
[7 empty] | Optical sensor | 33435 | 3
[7 empty] | Optode | 6536 | 2
[7 empty] | pCO2 | 31029 | 2
[7 empty] | pH Sensor | 22098 | 2
Calculations | All Scenarios Calculations
| MADWEC CapEx |  |  |  |  | Category | Cost (Single Device) | No. of Devices | r-value | Cost (Array)
[6 empty] | Marine Energy Converter | 37946.61 | 1 | 0.08 | 37946.61
[8 empty] | 777 | 0.08 | 13240153.5275
[8 empty] | 329 | 0.08 | 6216768.9966
[8 empty] | 534 | 0.08 | 9519338.1742
[8 empty] | 415 | 0.08 | 7625792.6242
[8 empty] | 176 | 0.08 | 3585613.1005
[8 empty] | 285 | 0.08 | 5479162.2684
[6 empty] | Electrical Infrastructure | 1628 | 1 | 0.06 | 1628
[8 empty] | 777 | 0.06 | 698321.2036
[8 empty] | 329 | 0.06 | 319261.7731
[8 empty] | 534 | 0.06 | 496266.9005
[8 empty] | 415 | 0.06 | 394453.953
[8 empty] | 176 | 0.06 | 180599.3279
[8 empty] | 285 | 0.06 | 280131.4018
[6 empty] | Remaining BOS Cost | 2880480
[6 empty] | Financial Cost | 0
[6 empty] | MADWEC CapEx Total (single-device) | 2920054.61
| AUV CapEx | [5 empty] | AUV Component | Component Cost | No. of Components | Total Cost
[7 empty] | Remus300, 1.5kWh | 1038225 | 1 | 1038225
[7 empty] | Shipboard equipment | 129402 | 1 | 129402
[7 empty] | O&M training (required) | 36000 | 1 | 36000
[7 empty] | External battery charging box | 64332 | 1 | 64332
[9 empty] | AUV CapEx Total | 1267959
| Monitoring Station CapEx | [5 empty] | Sensor | Sensor Cost | No. of Sensors | Total Cost
[7 empty] | ADCP | 35349 | 3 | 106047
[7 empty] | Anemometer | 12985 | 1 | 12985
[7 empty] | Camera | 43415 | 1 | 43415
[7 empty] | Catalytic H2 sensor | 1050 | 2 | 2100
[7 empty] | CTD | 13766 | 3 | 41298
[7 empty] | Data logger & communications | 3495 | 6 | 20970
[7 empty] | Fluorometer | 14429 | 1 | 14429
[7 empty] | Meterological probe | 1190 | 2 | 2380
[7 empty] | Motion sensor | 1860 | 1 | 1860
[7 empty] | Optical sensor | 33435 | 3 | 100305
[7 empty] | Optode | 6536 | 2 | 13072
[7 empty] | pCO2 | 31029 | 2 | 62058
[7 empty] | pH Sensor | 22098 | 2 | 44196
[9 empty] | Monitoring Sensors CapEx Total | 465115
Outputs | MADWEC (single device) | [5 empty] | MADWEC (array)
| Total CapEx | [5 empty] | Total CapEx (excluding end-use cost)
| Scenario |  |  |  | Cost |  | Scenario |  | Cost
| MADWEC (device only) |  |  |  | 37946.61 |  | Remote Monitoring, Nearshore |  | 10900726.5772
| MADWEC + AUV |  |  |  | 4188013.61 |  | Remote Monitoring, Far Offshore |  | 6646692.4285
| MADWEC + Remote Monitoring |  |  |  | 3385169.61 |  | Remote Monitoring, High Latitude |  | 8639773.6701
[7 empty] | AUV, Nearshore |  | 16818954.7311
[7 empty] | AUV, Far Offshore |  | 9416510.7696
[7 empty] | AUV, High Latitude |  | 12896085.0747

## 1. MADWEC Installation
Inputs | Location Information |  |  |  |  | Vessel Information
| Parameter | Nearshore | Far Offshore | High Latitude |  | Parameter | Install/O&M Vessel (Vessel 1 to Location 1) | Install/O&M Vessel (Vesssel 2 to Location 2) | Install/O&M Vessel (Vesssel 3 to Location 3)
| Location Coordinates | 41.2354° N, 71.0237° W | 40.9334° N, 70.7985° W | 59.0605° N, 152.0117° W |  | Cruising Boat Speed (knots) | 18 | 18 | 10
| Location Description | Massachusetts State Waters | Massachusetts Federal Waters | Alaska State Waters |  | Fuel Cost ($/hr) | 400 | 400 | 400
| Stage Coordinates | 41.5242° N, 70.6712° W | 41.5242° N, 70.6712° W | 59.6371° N, 151.4522° W |  | Vessel Rental Rate ($/day) | 15000 | 15000 | 11375
| Stage Description | WHOI | WHOI | City of Homer Port |  | Vessel Rental Rate ($/hr) | 1250 | 1250 | 947.9167
| Distance from Stage to Port (nm) | 14 | 14 | 0 |  | Stage Location | Woods Hole, MA | Wood's Hole, MA | Homer, AK
| Vessel Supplier | WHOI | WHOI | USFWS |  | Length (ft) | 60 | 60 | 120
| Port Coordinates | 41.6362° N, 70.9342° W | 41.6362° N, 70.9342° W | 59.6371° N, 151.4522° W |  | Beam (ft) | 17 | 17 | 33
| Port Description | New Bedford Harbor | New Bedford Harbor | City of Homer Port |  | Draft (ft) | 5 | 5 | 11.5
| Distance from Port to Location (nm) | 17 | 48 | 46 |  | Max lift (lbs) | 4600 | 4600 | 2000
[6 empty] | Supplier | Woods Hole Oceanographic Institution | Woods Hole Oceanographic Institution | USFWS
| Installation Time |  |  |  |  | Link | WHOI | WHOI | USFWS
| Input | Value | Unit
| Operational contingency | 0.1 | decimal | Note: Because the number of MADWECs required in the array is so high, Installation of the array is likely not able to be done in a day or two. Installation costs were scaled using array scaling with a learning rate that can be defined in the "Installation Time" input table. A higher learning rate of >10% is reccomended. |  | One Time Costs
| Installation learning rate (for array) | 0.12 | decimal |  |  | Item | Cost ($) | Notes
| Time to load MADWEC/AUV/monitor on vessel | 1 | hours |  |  | Port of Homer docking fees (daily) | 258 | Cost per day, assuming one day for now. Quote from Port.
| Time to prep installation (on-site) | 0.5 | hours |  |  | Port of New Bedford docking fees (daily) | 258 | Port did not respond to quote request, using same cost as Port of Homer. Cost per day, assuming one day for now
| Time to install buoy (MADWEC) | 0.5 | hours |  |  | Permitting & leasing fees (Mass. state waters) | 2267.25
| Time to install PTO (MADWEC) | 0.5 | hours |  |  | Permitting & leasing fees (Mass. federal waters) | 1267.25
| Time to install ballasts (MADWEC) | 0.5 | hours |  |  | Permitting & leasing fees (Alaska state waters) | 1650
| Time to install anchor and moorings (MADWEC) | 0.5 | hours
| Time to install cable system (MADWEC) | 1 | hours |  |  | High Latitude Shipping Costs
| Time to install AUV | 6 | hours |  |  | Parameter | Cost ($) | Notes
| Time to install remote monitoring station | 5 | hours |  |  | MADWEC (freight) | 5799 | From Mass. To Washington | Included here instead of CapEx model because the cost of shipping changes with location and the CapEx model does not change with location. Assuming shipping to MA is negligible.
| Time for testing standby | 1 | hours |  |  | MADWEC (ship) | 1055 | From Washington to Alaska
| Time for additional installation 1 | 0 | hours |  |  | Monitoring system (freight) | 6226 | From Mass. To Washington
[6 empty] | Monitoring system (ship) | 568 | From Washington to Alaska
| Labor Information |  |  |  |  | AUV (freight) | 707.02 | From Mass. To Washington
| Job Title | Number of Personnel | Hourly Rate ($) |  |  | AUV (ship) | 17 | From Washington to Alaska
| Engineer (North East) | 1 | 45.32
| Technician (North East) | 2 | 45.32 |  |  | Scenario Information
| Vessel Captain (North East) | 1 | 40.95 |  |  | Scenario | No. of Devices
| Vessel Crew (North East) | 1 | 40.95 |  |  | Remote Monitoring, Nearshore | 415 | Note: The "Scenario Information" input table is repeated from the MADWEC CapEx tab. The input table is linked to the MADWEC CapEx tab so the user only needs to input the information once. If the user wants to override this, unprotect the tab and unlock the cells you wish to write over.
| Engineer (Alaska) | 1 | 46.22 |  |  | Remote Monitoring, Far Offshore | 176
| Technician (Alaska) | 2 | 46.22 |  |  | Remote Monitoring, High Latitude | 285
| Vessel Captain (Alaska) | 1 | 39.37 |  |  | AUV, Nearshore | 777
| Vessel Crew (Alaska) | 1 | 39.37 |  |  | AUV, Far Offshore | 329
[6 empty] | AUV, High Latitude | 534
Calculations | Nearshore Calculations | [8 empty] | Far Offshore Calculations | [7 empty] | High Latitude Calculations
| MADWEC Installation | Operational Detail | Vessel Used | Vessel Status | # of hours | Vessel Cost ($) | Labor Cost ($) | Operation Subotal Cost ($) |  | MADWEC Installation | Operational Detail | Vessel Used | Vessel Status | # of hours | Vessel Cost ($) | Labor Cost ($) | Operation Subotal Cost ($) | MADWEC Installation | Operational Detail | Vessel Used | Vessel Status | # of hours | Vessel Cost ($) | Labor Cost ($) | Operation Subotal Cost ($)
|  | Vessel mobilization from Stage 1 to Port 1 | Vessel 1 | Mob/Demob | 0.77778 | 1283.3333 | 63.7 | 1347.0333 |  |  | Vessel mobilization from Stage 2 to Port 2 | Vessel 2 | Mob/Demob | 0.77778 | 1283.3333 | 63.7 | 1347.0333 |  | Vessel mobilization from Stage 3 to Port 3 | Vessel 3 | Mob/Demob | 0 | 0 | 0 | 0
|  | Load MADWEC onto vessel | Vessel 1 | Standby | 1 | 1650 | 217.86 | 1867.86 |  |  | Load MADWEC onto vessel | Vessel 2 | Standby | 1 | 1650 | 217.86 | 1867.86 |  | Load MADWEC onto vessel | Vessel 3 | Standby | 1 | 1347.9167 | 217.4 | 1565.3167
|  | Transit from Port 1 to Nearshore | Vessel 1 | Transit | 0.94444 | 1558.3333 | 205.7567 | 1764.09 |  |  | Transit from Port 2 to Offshore | Vessel 2 | Transit | 2.6667 | 4400 | 580.96 | 4980.96 |  | Transit from Port 3 to High Latitude | Vessel 3 | Transit | 4.6 | 6200.4167 | 1000.04 | 7200.4567
|  | Prep installation | Vessel 1 | Standby | 0.5 | 825 | 108.93 | 933.93 |  |  | Prep installation | Vessel 2 | Standby | 0.5 | 825 | 108.93 | 933.93 |  | Prep installation | Vessel 3 | Standby | 0.5 | 673.9583 | 108.7 | 782.6583
|  | Install buoy | Vessel 1 | Install ops | 0.5 | 825 | 108.93 | 933.93 |  |  | Install buoy | Vessel 2 | Install ops | 0.5 | 825 | 108.93 | 933.93 |  | Install buoy | Vessel 3 | Install ops | 0.5 | 673.9583 | 108.7 | 782.6583
|  | Install PTO | Vessel 1 | Install ops | 0.5 | 825 | 108.93 | 933.93 |  |  | Install PTO | Vessel 2 | Install ops | 0.5 | 825 | 108.93 | 933.93 |  | Install PTO | Vessel 3 | Install ops | 0.5 | 673.9583 | 108.7 | 782.6583
|  | Install ballasts | Vessel 1 | Install ops | 0.5 | 825 | 108.93 | 933.93 |  |  | Install ballasts | Vessel 2 | Install ops | 0.5 | 825 | 108.93 | 933.93 |  | Install ballasts | Vessel 3 | Install ops | 0.5 | 673.9583 | 108.7 | 782.6583
|  | Install anchor and moorings | Vessel 1 | Install ops | 0.5 | 825 | 108.93 | 933.93 |  |  | Install anchor and moorings | Vessel 2 | Install ops | 0.5 | 825 | 108.93 | 933.93 |  | Install anchor and moorings | Vessel 3 | Install ops | 0.5 | 673.9583 | 108.7 | 782.6583
|  | Install cable system | Vessel 1 | Install ops | 1 | 1650 | 217.86 | 1867.86 |  |  | Install cable system | Vessel 2 | Install ops | 1 | 1650 | 217.86 | 1867.86 |  | Install cable system | Vessel 3 | Install ops | 1 | 1347.9167 | 217.4 | 1565.3167
|  | Standby for testing and commisioning | Vessel 1 | Standby | 1 | 1650 | 217.86 | 1867.86 |  |  | Standby for testing and commisioning | Vessel 2 | Standby | 1 | 1650 | 217.86 | 1867.86 |  | Standby for testing and commisioning | Vessel 3 | Standby | 1 | 1347.9167 | 217.4 | 1565.3167
|  | Transit from Nearshore to Port 1 | Vessel 1 | Transit | 0.94444 | 1558.3333 | 205.7567 | 1764.09 |  |  | Transit from Offshore to Port 2 | Vessel 2 | Transit | 2.6667 | 4400 | 580.96 | 4980.96 |  | Transit from High Latitude to Port 3 | Vessel 3 | Transit | 4.6 | 6200.4167 | 1000.04 | 7200.4567
|  | Vessel demobilization from Port 1 to Stage 1 | Vessel 1 | Mob/Demob | 0.77778 | 1283.3333 | 63.7 | 1347.0333 |  |  | Vessel demobilization from Port 2 to Stage 2 | Vessel 2 | Mob/Demob | 0.77778 | 1283.3333 | 63.7 | 1347.0333 |  | Vessel demobilization from Port 3 to Stage 3 | Vessel 3 | Mob/Demob | 0 | 0 | 0 | 0
|  | Operational contingency | Vessel 1 | Standby | - | - | - | 1649.5477 |  |  | Operational contingency | Vessel 2 | Standby | - | - | - | 2292.9217 |  | Operational contingency | Vessel 3 | Standby | - | - | - | 2301.0155
[7 empty] | MADWEC Installation Total | 18145.0243 | [7 empty] | MADWEC Installation Total | 25222.1383 | [6 empty] | MADWEC Installation Total | 25311.1705
| AUV Installation | Operational Detail | Vessel Used | Vessel Status | # of hours | Vessel Cost ($) | Labor Cost ($) | Operation Subotal Cost ($) |  | AUV Installation | Operational Detail | Vessel Used | Vessel Status | # of hours | Vessel Cost ($) | Labor Cost ($) | Operation Subotal Cost ($) | AUV Installation | Operational Detail | Vessel Used | Vessel Status | # of hours | Vessel Cost ($) | Labor Cost ($) | Operation Subotal Cost ($)
|  | Vessel mobilization from Stage 1 to Port 1 | Vessel 1 | Mob/Demob | 0.77778 | 1283.3333 | 63.7 | 1347.0333 |  |  | Vessel mobilization from Stage 2 to Port 2 | Vessel 2 | Mob/Demob | 0.77778 | 1283.3333 | 63.7 | 1347.0333 |  | Vessel mobilization from Stage 3 to Port 3 | Vessel 3 | Mob/Demob | 0 | 0 | 0 | 0
|  | Load AUV onto vessel | Vessel 1 | Standby | 1 | 1650 | 217.86 | 1867.86 |  |  | Load AUV onto vessel | Vessel 2 | Standby | 1 | 1650 | 217.86 | 1867.86 |  | Load AUV onto vessel | Vessel 3 | Standby | 1 | 1347.9167 | 217.4 | 1565.3167
|  | Transit from Port 1 to Nearshore | Vessel 1 | Transit | 0.94444 | 1558.3333 | 205.7567 | 1764.09 |  |  | Transit from Port 2 to Offshore | Vessel 2 | Transit | 2.6667 | 4400 | 580.96 | 4980.96 |  | Transit from Port 3 to High Latitude | Vessel 3 | Transit | 4.6 | 6200.4167 | 1000.04 | 7200.4567
|  | Install AUV (onsite) | Vessel 1 | Install ops | 6 | 9900 | 1307.16 | 11207.16 |  |  | Install AUV (onsite) | Vessel 2 | Install ops | 6 | 9900 | 1307.16 | 11207.16 |  | Install AUV (onsite) | Vessel 3 | Install ops | 6 | 8087.5 | 1304.4 | 9391.9
|  | Standby for testing and commisioning | Vessel 1 | Standby | 1 | 1650 | 217.86 | 1867.86 |  |  | Standby for testing and commisioning | Vessel 2 | Standby | 1 | 1650 | 217.86 | 1867.86 |  | Standby for testing and commisioning | Vessel 3 | Standby | 1 | 1347.9167 | 217.4 | 1565.3167
|  | Transit from Nearshore to Port 1 | Vessel 1 | Transit | 0.94444 | 1558.3333 | 205.7567 | 1764.09 |  |  | Transit from Offshore to Port 2 | Vessel 2 | Transit | 2.6667 | 4400 | 580.96 | 4980.96 |  | Transit from High Latitude to Port 3 | Vessel 3 | Transit | 4.6 | 6200.4167 | 1000.04 | 7200.4567
|  | Vessel demobilization from Port 1 to Stage 1 | Vessel 1 | Mob/Demob | 0.77778 | 1283.3333 | 63.7 | 1347.0333 |  |  | Vessel demobilization from Port 2 to Stage 2 | Vessel 2 | Mob/Demob | 0.77778 | 1283.3333 | 63.7 | 1347.0333 |  | Vessel demobilization from Port 3 to Stage 3 | Vessel 3 | Mob/Demob | 0 | 0 | 0 | 0
|  | Operational contingency | Vessel 1 | Standby | - | - | - | 2116.5127 |  |  | Operational contingency | Vessel 2 | Standby | - | - | - | 2759.8867 |  | Operational contingency | Vessel 3 | Standby | - | - | - | 2692.3447
[7 empty] | AUV Installation Total | 23281.6393 | [7 empty] | AUV Installation Total | 30358.7533 | [6 empty] | AUV Installation Total | 29615.7913
| Remote Monitoring Installation | Operational Detail | Vessel Used | Vessel Status | # of days | Vessel Cost ($) | Labor Cost ($) | Operation Subotal Cost ($) |  | Remote Monitoring Installation | Operational Detail | Vessel Used | Vessel Status | # of days | Vessel Cost ($) | Labor Cost ($) | Operation Subotal Cost ($) | Remote Monitoring Installation | Operational Detail | Vessel Used | Vessel Status | # of hours | Vessel Cost ($) | Labor Cost ($) | Operation Subotal Cost ($)
|  | Vessel mobilization from Stage 1 to Port 1 | Vessel 1 | Mob/Demob | 0.77778 | 1283.3333 | 63.7 | 1347.0333 |  |  | Vessel mobilization from Stage 2 to Port 2 | Vessel 2 | Mob/Demob | 0.77778 | 1283.3333 | 63.7 | 1347.0333 |  | Vessel mobilization from Stage 3 to Port 3 | Vessel 3 | Mob/Demob | 0 | 0 | 0 | 0
|  | Load remote monitoring onto vessel | Vessel 1 | Standby | 1 | 1650 | 217.86 | 1867.86 |  |  | Load remote monitoring onto vessel | Vessel 2 | Standby | 1 | 1650 | 217.86 | 1867.86 |  | Load remote monitoring onto vessel | Vessel 3 | Standby | 1 | 1347.9167 | 217.4 | 1565.3167
|  | Transit from Port 1 to Nearshore | Vessel 1 | Transit | 0.94444 | 1558.3333 | 205.7567 | 1764.09 |  |  | Transit from Port 2 to Offshore | Vessel 2 | Transit | 2.6667 | 4400 | 580.96 | 4980.96 |  | Transit from Port 3 to High Latitude | Vessel 3 | Transit | 4.6 | 6200.4167 | 1000.04 | 7200.4567
|  | Install remote monitoring station (onsite) | Vessel 1 | Install ops | 5 | 8250 | 1089.3 | 9339.3 |  |  | Install remote monitoring station (onsite) | Vessel 2 | Install ops | 5 | 8250 | 1089.3 | 9339.3 |  | Install remote monitoring station (onsite) | Vessel 3 | Install ops | 5 | 6739.5833 | 1087 | 7826.5833
|  | Standby for testing and commisioning | Vessel 1 | Standby | 1 | 1650 | 217.86 | 1867.86 |  |  | Standby for testing and commisioning | Vessel 2 | Standby | 1 | 1650 | 217.86 | 1867.86 |  | Standby for testing and commisioning | Vessel 3 | Standby | 1 | 1347.9167 | 217.4 | 1565.3167
|  | Transit from Nearshore to Port 1 | Vessel 1 | Transit | 0.94444 | 1558.3333 | 205.7567 | 1764.09 |  |  | Transit from Offshore to Port 2 | Vessel 2 | Transit | 2.6667 | 4400 | 580.96 | 4980.96 |  | Transit from High Latitude to Port 3 | Vessel 3 | Transit | 4.6 | 6200.4167 | 1000.04 | 7200.4567
|  | Vessel demobilization from Port 1 to Stage 1 | Vessel 1 | Mob/Demob | 0.77778 | 1283.3333 | 63.7 | 1347.0333 |  |  | Vessel demobilization from Port 2 to Stage 2 | Vessel 2 | Mob/Demob | 0.77778 | 1283.3333 | 63.7 | 1347.0333 |  | Vessel demobilization from Port 3 to Stage 3 | Vessel 3 | Mob/Demob | 0 | 0 | 0 | 0
|  | Operational contingency | Vessel 1 | Standby | - | - | - | 1929.7267 |  |  | Operational contingency | Vessel 2 | Standby | - | - | - | 2573.1007 |  | Operational contingency | Vessel 3 | Standby | - | - | - | 2535.813
[7 empty] | Remote Monitoring Total | 21226.9933 | [7 empty] | Remote Monitoring Total | 28304.1073 | [6 empty] | Remote Monitoring Total | 27893.943
| Additional Installation (Optional, add to sum if used) | Operational Detail | Vessel Used | Vessel Status | # of hours | Vessel Cost ($) | Labor Cost ($) | Operation Subotal Cost ($) |  | Additional Installation (Optional, add to sum if used) | Operational Detail | Vessel Used | Vessel Status | # of hours | Vessel Cost ($) | Labor Cost ($) | Operation Subotal Cost ($) | Additional Installation (Optional, add to sum if used) | Operational Detail | Vessel Used | Vessel Status | # of hours | Vessel Cost ($) | Labor Cost ($) | Operation Subotal Cost ($)
|  | Vessel mobilization from Stage 1 to Port 1 | Vessel 1 | Mob/demob | 0.77778 | 1283.3333 | 63.7 | 1347.0333 |  |  | Vessel mobilization from Stage 2 to Port 2 | Vessel 2 | Mob/demob | 0.77778 | 1283.3333 | 63.7 | 1347.0333 |  | Vessel mobilization from Stage 3 to Port 3 | Vessel 3 | Mob/demob | 0 | 0 | 0 | 0
|  | Transit from Port 1 to Nearshore | Vessel 1 | Transit | 0.94444 | 1558.3333 | 205.7567 | 1764.09 |  |  | Transit from Port 2 to Offshore | Vessel 2 | Transit | 2.6667 | 4400 | 580.96 | 4980.96 |  | Transit from Port 3 to High Latitude | Vessel 3 | Transit | 4.6 | 6200.4167 | 1000.04 | 7200.4567
|  | Installation | Vessel 1 | Install ops | 0 | 0 | 0 | 0 |  |  | Installation | Vessel 2 | Install ops | 0 | 0 | 0 | 0 |  | Installation | Vessel 3 | Install ops | 0 | 0 | 0 | 0
|  | Transit from Nearshore to Port 1 | Vessel 1 | Transit | 0.94444 | 1558.3333 | 205.7567 | 1764.09 |  |  | Transit from Offshore to Port 2 | Vessel 2 | Transit | 2.6667 | 4400 | 580.96 | 4980.96 |  | Transit from High Latitude to Port 3 | Vessel 3 | Transit | 4.6 | 6200.4167 | 1000.04 | 7200.4567
|  | Vessel demobilization from Port 1 to Stage 1 | Vessel 1 | Mob/demob | 0.77778 | 1283.3333 | 63.7 | 1347.0333 |  |  | Vessel demobilization from Port 2 to Stage 2 | Vessel 2 | Mob/demob | 0.77778 | 1283.3333 | 63.7 | 1347.0333 |  | Vessel demobilization from Port 3 to Stage 3 | Vessel 3 | Mob/demob | 0 | 0 | 0 | 0
|  | Operational contingency | Vessel 1 | Standby | - | - | - | 622.2247 |  |  | Operational contingency | Vessel 2 | Standby | - | - | - | 1265.5987 |  | Operational contingency | Vessel 3 | Standby | - | - | - | 1440.0913
[7 empty] | Additional Install Total | 0 | [7 empty] | Additional Install Total | 0 | [6 empty] | Additional Install Total | 0
| One Time Costs | Category | Cost ($) | [6 empty] | One Time Costs | Category | Cost ($) | [5 empty] | One Time Costs | Category | Cost ($)
|  | Port of New Bedford docking fees (1 day) | 258 | [7 empty] | Port of New Bedford docking fees (1 day) | 258 | [6 empty] | Port of Homer docking fees (1 day) | 258
|  | Permitting & leasing fees (Mass. state waters) | 2267.25 | [7 empty] | Permitting & leasing fees (Mass. federal waters) | 1267.25 | [6 empty] | Permitting & leasing fees (AK state waters) | 1650
|  | MADWEC shipping | 0 | [7 empty] | MADWEC shipping | 0 | [6 empty] | MADWEC shipping | 6854
|  | Monitoring station shipping | 0 | [7 empty] | Monitoring station shipping | 0 | [6 empty] | Monitoring station shipping | 6794
|  | AUV shipping | 0 | [7 empty] | AUV shipping | 0 | [6 empty] | AUV shipping | 724.02
|  | One Time Costs Total | 2525.25 | [7 empty] | One Time Costs Total | 1525.25 | [6 empty] | One Time Costs Total | 16280.02
Outputs | MADWEC (single device) |  |  | MADWEC (array) |  |  | MADWEC (single device)
| Total Installation Costs (excluding end-use install) |  |  | Total Installation Costs (excluding end-use) |  |  | Total Installation Costs (including end-use install)
| Scenario | Cost |  | Scenario | Cost |  | Scenario | Cost
| Remote Monitoring, Nearshore | 20670.2743 |  | Remote Monitoring, Nearshore | 2822032.0375 |  | Remote Monitoring, Nearshore | 41897.2677
| Remote Monitoring, Far Offshore | 26747.3883 |  | Remote Monitoring, Far Offshore | 1814121.3737 |  | Remote Monitoring, Far Offshore | 26747.3883
| Remote Monitoring, High Latitude | 34073.1705 |  | Remote Monitoring, High Latitude | 3423920.6868 |  | Remote Monitoring, High Latitude | 68761.1135
| AUV, Nearshore | 20670.2743 |  | AUV, Nearshore | 4706549.1959 |  | AUV, Nearshore | 43951.9137
| AUV, Far Offshore | 26747.3883 |  | AUV, Far Offshore | 3021652.4269 |  | AUV, Far Offshore | 57106.1417
| AUV, High Latitude | 34073.1705 |  | AUV, High Latitude | 5713841.3401 |  | AUV, High Latitude | 64412.9818
Note on Q65: [Threaded comment] Your version of Excel allows you to read this threaded comment; however, any edits to it will get removed if the file is opened in a newer version of Excel. Learn more: https://go.microsoft.com/fwlink/?linkid=870924 Comment: @Ortega, Tina why is AUV install ops so much longer?

## 1. MADWEC O&M
Inputs | Location Information |  |  |  |  | Vessel Information
| Parameter | Nearshore | Far Offshore | High Latitude |  |  | Vessel 1 (Location 2) | Vessel 2 (Location 2) | Vessel 3 (Location 3)
| Location Coordinates | 41.2354° N, 71.0237° W | 40.9334° N, 70.7985° W | 59.0605° N, 152.0117° W |  | Cruising Boat Speed (knots) | 18 | 18 | 10 | Note: The "Location Information", "Scenario Information", and "Vessel Information" input tables are repeated from the MADWEC Installation tab. The input tables are linked to the MADWEC Installation tab so the user only needs to input the information once. If the user wants to override this, unprotect the tab and unlock the cells you wish to write over.
| Location Description | Massachusetts State Waters | Massachusetts Federal Waters | Alaska State Waters |  | Fuel Cost ($/hr) | 400 | 400 | 400
| Stage Coordinates | 41.5242° N, 70.6712° W | 41.5242° N, 70.6712° W | 59.6371° N, 151.4522° W |  | Vessel Rental Rate ($/day) | 15000 | 15000 | 11375
| Stage Description | WHOI | WHOI | City of Homer Port |  | Vessel Rental Rate ($/hr) | 1250 | 1250 | 947.9167
| Distance from Stage to Port (nm) | 14 | 14 | 0 |  | Stage Location | Woods Hole, MA | Wood's Hole, MA | Homer, AK
| Vessel Supplier | WHOI | WHOI | USFWS |  | Length (ft) | 60 | 60 | 120
| Port Coordinates | 41.6362° N, 70.9342° W | 41.6362° N, 70.9342° W | 59.6371° N, 151.4522° W |  | Beam (ft) | 17 | 17 | 33
| Port Description | New Bedford Harbor | New Bedford Harbor | City of Homer Port |  | Draft (ft) | 5 | 5 | 11.5
| Distance from Port to Location (nm) | 17 | 48 | 46 |  | Max lift (lbs) | 4600 | 4600 | 2000
[6 empty] | Supplier | Woods Hole Oceanographic Institution | Woods Hole Oceanographic Institution | USFWS
| Scenario Information |  |  |  |  | Link | WHOI | WHOI | USFWS
| Scenario | No. of Devices
| AUV, Nearshore | 777 |  |  |  | Labor Information
| AUV, Far Offshore | 329 |  |  |  | Job Title | Number of Personnel | Hourly Rate ($)
| AUV, High Latitude | 534 |  |  |  | Engineer (North East) | 1 | 45.32
| Remote Monitoring, Nearshore | 415 |  |  |  | Technician (North East) | 2 | 45.32
| Remote Monitoring, Far Offshore | 176 |  |  |  | Vessel Captain (North East) | 1 | 40.95
| Remote Monitoring, High Latitude | 285 |  |  |  | Vessel Crew (North East) | 1 | 40.95
[6 empty] | Engineer (Alaska) | 1 | 46.22
| O&M Time |  |  |  |  | Technician (Alaska) | 2 | 46.22
| Input | Value | Unit |  |  | Vessel Captain (Alaska) | 1 | 39.37
| O&M R-value (array scaling learning rate) | 0.12 | decimal |  |  | Vessel Crew (Alaska) | 1 | 39.37
| Time for on-site maintenance (offshore) | 4 | hours
| Time for device removal (onshore) | 2 | hours |  |  | Frequency of Maintenance
| Time for off-site maintenance (onshore) | 16 | hours |  |  | Type of Maintenance | Frequency (per year)*
| Time for device replacement (onshore) | 2 | hours |  |  | Offshore (MADWEC) | 4
| Operational contingency | 0.1 | decimal |  |  | Onshore (MADWEC) | 2
| Time for testing standby (offshore/onshore) | 1 | hours |  |  | Offshore (AUV) | 4
[6 empty] | Onshore (AUV) | 2
[6 empty] | Offshore (Remote Monitoring) | 4
[6 empty] | Onshore (Remote Monitoring) | 2
*assumes overlap between occurances
Calculations | Nearshore Calculations | [8 empty] | Far Offshore Calculations | [7 empty] | High Latitude Calculations
| Offshore Maintenance | Operational Detail | Vessel Used | Vessel Status | # of hours | Vessel Cost ($) | Labor Cost ($) | Operation Subotal Cost ($) |  | Offshore Maintenance | Operational Detail | Vessel Used | Vessel Status | # of days | Vessel Cost ($) | Labor Cost ($) | Operation Subotal Cost ($) | Offshore Maintenance | Operational Detail | Vessel Used | Vessel Status | # of hours | Vessel Cost ($) | Labor Cost ($) | Operation Subotal Cost ($)
|  | Vessel mobilization from Stage 1 to Port 1 | Vessel 1 | Mob/demob | 0.77778 | 1283.3333 | 63.7 | 1347.0333 |  |  | Vessel mobilization from Stage 2 to Port 2 | Vessel 2 | Mob/demob | 0.77778 | 1283.3333 | 63.7 | 1347.0333 |  | Vessel mobilization from Stage 3 to Port 3 | Vessel 3 | Mob/demob | 0 | 0 | 0 | 0
|  | Transit from Port 1 to Nearshore | Vessel 1 | Transit | 0.94444 | 1558.3333 | 205.7567 | 1764.09 |  |  | Transit from Port 2 to Nearshore | Vessel 2 | Transit | 2.6667 | 4400 | 580.96 | 4980.96 |  | Transit from Port 3 to High Latitude | Vessel 3 | Transit | 4.6 | 6200.4167 | 416.944 | 6617.3607
|  | On-site working | Vessel 1 | Install ops | 4 | 6600 | 871.44 | 7471.44 |  |  | On-site working | Vessel 2 | Install ops | 4 | 6600 | 871.44 | 7471.44 |  | On-site working | Vessel 3 | Install ops | 4 | 5391.6667 | 362.56 | 5754.2267
|  | Transit from Nearshore to Port 1 | Vessel 1 | Transit | 0.94444 | 1558.3333 | 205.7567 | 1764.09 |  |  | Transit from Nearshore to Port 2 | Vessel 2 | Transit | 2.6667 | 4400 | 580.96 | 4980.96 |  | Transit from High Latitude to Port 3 | Vessel 3 | Transit | 4.6 | 6200.4167 | 416.944 | 6617.3607
|  | Vessel demobilization from Port 1 to Stage 1 | Vessel 1 | Mob/demob | 0.77778 | 1283.3333 | 63.7 | 1347.0333 |  |  | Vessel demobilization from Port 2 to Stage 2 | Vessel 2 | Mob/demob | 0.77778 | 1283.3333 | 63.7 | 1347.0333 |  | Vessel demobilization from Port 3 to Stage 3 | Vessel 3 | Mob/demob | 0 | 0 | 0 | 0
|  | Operational contingency | Vessel 1 | Standby | - | - | - | 1369.3687 |  |  | Operational contingency | Vessel 2 | Standby | - | - | - | 2012.7427 |  | Operational contingency | Vessel 3 | Standby | - | - | - | 1898.8948
[6 empty] | Single Offshore Maintenance Cost |  | 15063.0553 | [7 empty] | Single Offshore Maintenance Cost | 22140.1693 | [6 empty] | Single Offshore Maintenance Cost | 20887.8428
| Onshore Maintenance | Operational Detail | Vessel Used | Vessel Status | # of hours | Vessel Cost ($) | Labor Cost ($) | Operation Subotal Cost ($) |  | Onshore Maintenance | Operational Detail | Vessel Used | Vessel Status | # of days | Vessel Cost ($) | Labor Cost ($) | Operation Subotal Cost ($) | Onshore Maintenance | Operational Detail | Vessel Used | Vessel Status | # of hours | Vessel Cost ($) | Labor Cost ($) | Operation Subotal Cost ($)
|  | Vessel mobilization from Stage 1 to Port 1 | Vessel 1 | Mob/demob | 0.77778 | 1283.3333 | 63.7 | 1347.0333 |  |  | Vessel mobilization from Stage 2 to Port 2 | Vessel 2 | Mob/demob | 0.77778 | 1283.3333 | 63.7 | 1347.0333 |  | Vessel mobilization from Stage 3 to Port 3 | Vessel 3 | Mob/demob | 0 | 0 | 0 | 0
|  | Transit from Port 1 to Nearshore | Vessel 1 | Transit | 0.94444 | 1558.3333 | 205.7567 | 1764.09 |  |  | Transit from Port 2 to Nearshore | Vessel 2 | Transit | 2.6667 | 4400 | 580.96 | 4980.96 |  | Transit from Port 3 to High Latitude | Vessel 3 | Transit | 2.5556 | 3444.6759 | 555.5778 | 4000.2537
|  | On-site working/removing device | Vessel 1 | Install ops | 2 | 3300 | 435.72 | 3735.72 |  |  | On-site working/removing device | Vessel 2 | Install ops | 2 | 3300 | 435.72 | 3735.72 |  | On-site working/removing device | Vessel 3 | Install ops | 2 | 2695.8333 | 434.8 | 3130.6333
|  | Transit from Nearshore to Port 1 | Vessel 1 | Transit | 0.94444 | 1558.3333 | 205.7567 | 1764.09 |  |  | Transit from Nearshore to Port 2 | Vessel 2 | Transit | 2.6667 | 4400 | 580.96 | 4980.96 |  | Transit from High Latitude to Port 3 | Vessel 3 | Transit | 2.5556 | 3444.6759 | 555.5778 | 4000.2537
|  | Off-site working on device | Vessel 1 | Standby | 16 | 0 | 2175.36 | 2175.36 |  |  | Off-site working on device | Vessel 2 | Standby | 16 | 0 | 2175.36 | 2175.36 |  | Off-site working on device | Vessel 3 | Standby | 16 | 0 | 2218.56 | 2218.56
|  | Transit from Port 1 to Nearshore | Vessel 1 | Transit | 0.94444 | 1558.3333 | 205.7567 | 1764.09 |  |  | Transit from Port 2 to Nearshore | Vessel 2 | Transit | 2.6667 | 4400 | 580.96 | 4980.96 |  | Transit from Port 3 to High Latitude | Vessel 3 | Transit | 2.5556 | 3444.6759 | 555.5778 | 4000.2537
|  | On-site working/replacing device | Vessel 1 | Install ops | 2 | 3300 | 435.72 | 3735.72 |  |  | On-site working/replacing device | Vessel 2 | Install ops | 2 | 3300 | 435.72 | 3735.72 |  | On-site working/replacing device | Vessel 3 | Install ops | 2 | 2695.8333 | 434.8 | 3130.6333
|  | Transit from Nearshore to Port 1 | Vessel 1 | Transit | 0.94444 | 1558.3333 | 205.7567 | 1764.09 |  |  | Transit from Nearshore to Port 2 | Vessel 2 | Transit | 2.6667 | 4400 | 580.96 | 4980.96 |  | Transit from High Latitude to Port 3 | Vessel 3 | Transit | 2.5556 | 3444.6759 | 231.6356 | 3676.3115
|  | Vessel demobilization from Port 1 to Stage 1 | Vessel 1 | Mob/demob | 0.77778 | 1283.3333 | 63.7 | 1347.0333 |  |  | Vessel demobilization from Port 2 to Stage 2 | Vessel 2 | Mob/demob | 0.77778 | 1283.3333 | 63.7 | 1347.0333 |  | Vessel demobilization from Port 3 to Stage 3 | Vessel 3 | Mob/demob | 0 | 0 | 0 | 0
|  | Operational contingency | Vessel 1 | Standby | - | - | - | 1939.7227 |  |  | Operational contingency | Vessel 2 | Standby | - | - | - | 3226.4707 |  | Operational contingency | Vessel 3 | Standby | - | - | - | 2415.6899
[6 empty] | Single Onshore Maintenance Cost |  | 21336.9493 | [7 empty] | Single Onshore Maintenance Cost | 35491.1773 | [6 empty] | Single Onshore Maintenance Cost | 26572.5892
Outputs | MADWEC (single device, one year) |  |  | MADWEC (array, one year)
| Total O&M Costs |  |  | Total O&M Costs (excluding end-use)
| Scenario | Cost |  | Scenario | Cost
| Remote Monitoring, Nearshore | 102926.12 |  | Remote Monitoring, Nearshore | 14052102.2337
| Remote Monitoring, Far Offshore | 159543.032 |  | Remote Monitoring, Far Offshore | 10820885.4176
| Remote Monitoring, High Latitude | 136696.5496 |  | Remote Monitoring, High Latitude | 13736266.3063
| AUV, Nearshore | 102926.12 |  | AUV, Nearshore | 23435917.6616
| AUV, Far Offshore | 159543.032 |  | AUV, Far Offshore | 18023576.1278
| AUV, High Latitude | 136696.5496 |  | AUV, High Latitude | 22923091.2336

## 1. MADWEC Power
Inputs | MADWEC Array Sizing |  |  |  |  | Note: If the power produced in a scenario's array does not meet the power requirements of its end-use, a warning will automatically occur under the "Meets Load Requirement?" column of the MADWEC Array Sizing input table. If this occurs, increase the number of devices in the array until the power requirement is met. The values referenced in the "No. of Devices" column are linked to the values inputted in the "MADWEC CapEx" tab. If the user wishes to change these values, it is reccomended to change them in the CapEx tab, but not necessary.
| Scenario |  | No. of Devices | Meets Load Requirement?
| Single Device |  | 1 | -
| AUV, Nearshore |  | 777 | YES
| AUV, Offshore |  | 329 | YES
| AUV, High Latitude |  | 534 | YES
| Remote Monitoring, Nearshore |  | 415 | YES
| Remote Monitoring, Offshore |  | 176 | YES
| Remote Monitoring, High Latitude |  | 285 | YES
MADWEC Mean Instantaneous Power Generated [W]
| Hs/Tp | 4 | 5 | 6 | 7 | 8 | 10 | 11 | 12 | 14 | 16 | 18
| 0.38 | 0.0030358 | 0.0060491 | 0.0010883 | 0.0054898 | 0.020591 | 0.019443 | 0.0080423 | 0.0074901 | 0.0028355 | 0.0026684 | 0.0048465
| 0.66 | 0.0077691 | 0.006167 | 0.02272 | 0.0093315 | 0.054119 | 0.0033786 | 0.029278 | 0.053189 | 0.030065 | 0.023932 | 0.016466
| 0.96 | 0.022795 | 0.024966 | 0.13247 | 0.12071 | 0.033012 | 0.12921 | 0.03586 | 0.15893 | 0.081228 | 0.066792 | 0.020868
| 1.25 | 0.018739 | 0.11504 | 0.015445 | 0.029467 | 0.085344 | 0.089064 | 0.094597 | 0.10241 | 0.06454 | 0.20771 | 0.021866
| 1.5 | 0.039916 | 0.054448 | 0.19061 | 0.023107 | 0.069491 | 0.068761 | 0.10736 | 0.23054 | 0.14301 | 0.078172 | 0.19227
| 1.75 | 0.048222 | 0.12395 | 0.11368 | 0.084003 | 0.22806 | 0.50336 | 0.31159 | 0.38959 | 0.57099 | 0.045516 | 0.087768
| 2 | 0.062825 | 0.036858 | 0.19891 | 0.80099 | 0.14513 | 0.10485 | 0.11674 | 0.2316 | 0.030341 | 0.36073 | 0.093605
| 2.5 | 0.10089 | 0.34199 | 0.18753 | 0.32578 | 0.30789 | 2.5 | 0.5596 | 0.30814 | 0.66732 | 0.50007 | 0.07244
| 3 | 0.10481 | 0.19746 | 0.43835 | 0.34886 | 0.35911 | 0.32252 | 2.4354 | 2.2599 | 0.50344 | 0.10006 | 0.62689
Nearshore Joint Probability Distribution Matrix
| Hs/Tp | 4 | 5 | 6 | 7 | 8 | 10 | 11 | 12 | 14 | 16 | 18
| 0.38 | 0.0032507 | 0.0054179 | 0.0089452 | 0.012888 | 0.0099135 | 0.025522 | 0.010674 | 0 | 0.0028588 | 0.0004611 | 0
| 0.66 | 0.009268 | 0.025614 | 0.045256 | 0.069902 | 0.0243 | 0.050467 | 0.029141 | 0 | 0.010006 | 0.0009683 | 0
| 0.96 | 0.0021441 | 0.019804 | 0.042167 | 0.088 | 0.042467 | 0.054086 | 0.02068 | 0 | 0.0097752 | 0.002928 | 0.00013833
| 1.25 | 0.00016138 | 0.0043112 | 0.018744 | 0.044588 | 0.027458 | 0.041637 | 0.021925 | 0 | 0.0053718 | 0.0010375 | 0.00057637
| 1.5 | 0 | 0.00066859 | 0.0047954 | 0.019712 | 0.014501 | 0.021395 | 0.018259 | 0 | 0.0037579 | 0.00073775 | 0.00013833
| 1.75 | 0 | 4.611e-05 | 0.00094524 | 0.0078156 | 0.0072392 | 0.016046 | 0.014202 | 0 | 0.0035965 | 0.00034582 | 0.00013833
| 2 | 0 | 0 | 2.3055e-05 | 0.0037349 | 0.004196 | 0.008 | 0.010029 | 0 | 0.004219 | 0.00036888 | 0
| 2.5 | 0 | 0 | 0 | 0.00099135 | 0.0023516 | 0.0080231 | 0.011066 | 0 | 0.0062478 | 0.001245 | 0
| 3 | 0 | 0 | 2.3055e-05 | 2.3055e-05 | 0.00062248 | 0.0020288 | 0.0046801 | 0 | 0.004219 | 0.0007147 | 0
Offshore Joint Probability Distribution Matrix
| Hs/Tp | 4 | 5 | 6 | 7 | 8 | 10 | 11 | 12 | 14 | 16 | 18
| 0.38 | 0 | 0 | 0 | 0 | 0 | 0 | 0 | 0 | 0 | 0 | 0
| 0.66 | 0 | 0 | 0.01 | 0.01 | 0.01 | 0.02 | 0 | 0 | 0 | 0 | 0
| 0.96 | 0 | 0.01 | 0.02 | 0.05 | 0.02 | 0.05 | 0.02 | 0 | 0 | 0 | 0
| 1.25 | 0 | 0.02 | 0.03 | 0.05 | 0.04 | 0.06 | 0.02 | 0 | 0.01 | 0 | 0
| 1.5 | 0 | 0.01 | 0.03 | 0.03 | 0.02 | 0.05 | 0.02 | 0 | 0 | 0 | 0
| 1.75 | 0 | 0 | 0.02 | 0.02 | 0.02 | 0.03 | 0.02 | 0 | 0 | 0 | 0
| 2 | 0 | 0 | 0.01 | 0.02 | 0.01 | 0.02 | 0.02 | 0 | 0 | 0 | 0
| 2.5 | 0 | 0 | 0.01 | 0.03 | 0.02 | 0.03 | 0.03 | 0 | 0.01 | 0 | 0
| 3 | 0 | 0 | 0 | 0.01 | 0.01 | 0.01 | 0.02 | 0 | 0.01 | 0 | 0
High Latitude Joint Probability Distribution Matrix
| Hs/Tp | 4 | 5 | 6 | 7 | 8 | 10 | 11 | 12 | 14 | 16 | 18
| 0.38 | 0 | 0 | 0 | 0 | 0 | 0 | 0 | 0 | 0 | 0 | 0
| 0.66 | 0.02 | 0.03 | 0.01 | 0 | 0 | 0 | 0 | 0 | 0 | 0 | 0
| 0.96 | 0.06 | 0.04 | 0.03 | 0.01 | 0 | 0 | 0 | 0 | 0 | 0 | 0
| 1.25 | 0.06 | 0.04 | 0.03 | 0.02 | 0.01 | 0 | 0 | 0 | 0 | 0 | 0
| 1.5 | 0.03 | 0.04 | 0.02 | 0.02 | 0.01 | 0 | 0 | 0 | 0 | 0 | 0
| 1.75 | 0.01 | 0.05 | 0.02 | 0.02 | 0.01 | 0 | 0 | 0 | 0 | 0 | 0
| 2 | 0 | 0.06 | 0.03 | 0.02 | 0.01 | 0 | 0 | 0 | 0 | 0 | 0
| 2.5 | 0 | 0.07 | 0.05 | 0.02 | 0.02 | 0.01 | 0 | 0 | 0 | 0 | 0
| 3 | 0 | 0.02 | 0.05 | 0.02 | 0.01 | 0.01 | 0 | 0 | 0 | 0 | 0
Calculations
Nearshore Average Power (W)
| Hs/Tp | 4 | 5 | 6 | 7 | 8 | 10 | 11 | 12 | 14 | 16 | 18
| 0.38 | 9.8684e-06 | 3.2773e-05 | 9.7352e-06 | 7.0751e-05 | 0.00020413 | 0.00049622 | 8.5847e-05 | 0 | 8.106e-06 | 1.2304e-06 | 0
| 0.66 | 7.2005e-05 | 0.00015796 | 0.0010282 | 0.00065229 | 0.0013151 | 0.00017051 | 0.00085321 | 0 | 0.00030082 | 2.3174e-05 | 0
| 0.96 | 4.8875e-05 | 0.00049443 | 0.0055857 | 0.010623 | 0.0014019 | 0.0069887 | 0.00074159 | 0 | 0.00079402 | 0.00019556 | 2.8867e-06
| 1.25 | 3.0242e-06 | 0.00049594 | 0.0002895 | 0.0013139 | 0.0023434 | 0.0037083 | 0.002074 | 0 | 0.00034669 | 0.0002155 | 1.2603e-05
| 1.5 | 0 | 3.6403e-05 | 0.00091407 | 0.00045549 | 0.0010077 | 0.0014711 | 0.0019603 | 0 | 0.00053741 | 5.7671e-05 | 2.6596e-05
| 1.75 | 0 | 5.7151e-06 | 0.00010746 | 0.00065653 | 0.001651 | 0.0080769 | 0.0044251 | 0 | 0.0020536 | 1.5741e-05 | 1.2141e-05
| 2 | 0 | 0 | 4.5859e-06 | 0.0029916 | 0.00060898 | 0.00083877 | 0.0011708 | 0 | 0.00012801 | 0.00013307 | 0
| 2.5 | 0 | 0 | 0 | 0.00032296 | 0.00072403 | 0.020058 | 0.0061927 | 0 | 0.0041693 | 0.00062257 | 0 | Avg. Hourly Energy (Wh) | Annual Energy Production (Wh)
| 3 | 0 | 0 | 1.0106e-05 | 8.043e-06 | 0.00022354 | 0.00065433 | 0.011398 | 0 | 0.002124 | 7.1515e-05 | 0 | 0.1191 | 1043.2863
Offshore Average Power (W)
| Hs/Tp | 4 | 5 | 6 | 7 | 8 | 10 | 11 | 12 | 14 | 16 | 18
| 0.38 | 0 | 0 | 0 | 0 | 0 | 0 | 0 | 0 | 0 | 0 | 0
| 0.66 | 0 | 0 | 0.0002272 | 9.3315e-05 | 0.00054119 | 6.7571e-05 | 0 | 0 | 0 | 0 | 0
| 0.96 | 0 | 0.00024966 | 0.0026493 | 0.0060355 | 0.00066024 | 0.0064607 | 0.0007172 | 0 | 0 | 0 | 0
| 1.25 | 0 | 0.0023007 | 0.00046336 | 0.0014733 | 0.0034138 | 0.0053438 | 0.0018919 | 0 | 0.0006454 | 0 | 0
| 1.5 | 0 | 0.00054448 | 0.0057184 | 0.00069322 | 0.0013898 | 0.0034381 | 0.0021472 | 0 | 0 | 0 | 0
| 1.75 | 0 | 0 | 0.0022737 | 0.0016801 | 0.0045612 | 0.015101 | 0.0062317 | 0 | 0 | 0 | 0
| 2 | 0 | 0 | 0.0019891 | 0.01602 | 0.0014513 | 0.0020969 | 0.0023348 | 0 | 0 | 0 | 0
| 2.5 | 0 | 0 | 0.0018753 | 0.0097734 | 0.0061578 | 0.075 | 0.016788 | 0 | 0.0066732 | 0 | 0 | Avg. Hourly Energy (Wh) | Annual Energy Production (Wh)
| 3 | 0 | 0 | 0 | 0.0034886 | 0.0035911 | 0.0032252 | 0.048708 | 0 | 0.0050344 | 0 | 0 | 0.28122 | 2463.4881
High Latitude Average Power (W)
| Hs/Tp | 4 | 5 | 6 | 7 | 8 | 10 | 11 | 12 | 14 | 16 | 18
| 0.38 | 0 | 0 | 0 | 0 | 0 | 0 | 0 | 0 | 0 | 0 | 0
| 0.66 | 0.00015538 | 0.00018501 | 0.0002272 | 0 | 0 | 0 | 0 | 0 | 0 | 0 | 0
| 0.96 | 0.0013677 | 0.00099865 | 0.003974 | 0.0012071 | 0 | 0 | 0 | 0 | 0 | 0 | 0
| 1.25 | 0.0011244 | 0.0046014 | 0.00046336 | 0.00058933 | 0.00085344 | 0 | 0 | 0 | 0 | 0 | 0
| 1.5 | 0.0011975 | 0.0021779 | 0.0038123 | 0.00046215 | 0.00069491 | 0 | 0 | 0 | 0 | 0 | 0
| 1.75 | 0.00048222 | 0.0061973 | 0.0022737 | 0.0016801 | 0.0022806 | 0 | 0 | 0 | 0 | 0 | 0
| 2 | 0 | 0.0022115 | 0.0059674 | 0.01602 | 0.0014513 | 0 | 0 | 0 | 0 | 0 | 0
| 2.5 | 0 | 0.023939 | 0.0093767 | 0.0065156 | 0.0061578 | 0.025 | 0 | 0 | 0 | 0 | 0 | Avg. Hourly Energy (Wh) | Annual Energy Production (Wh)
| 3 | 0 | 0.0039492 | 0.021918 | 0.0069773 | 0.0035911 | 0.0032252 | 0 | 0 | 0 | 0 | 0 | 0.17331 | 1518.155
Outputs | MADWEC (single device) |  |  |  | MADWEC (array) |  |  |  |  | Load Demands
| Annual Energy Production |  |  |  | Annual Energy Production |  |  |  |  | Annual Energy Requirements
| Location |  | AEP (kWh) |  | Scenario |  |  | AEP (kWh) |  | End-Use |  | Energy (kWh)
| Nearshore |  | 1.0433 |  | AUV, Nearshore |  |  | 810.6335 |  | Remote Monitoring |  | 432
| Far Offshore |  | 2.4635 |  | AUV, Far Offshore |  |  | 810.4876 |  | AUV |  | 810
| High Latitude |  | 1.5182 |  | AUV, High Latitude |  |  | 810.6948
[5 empty] | Remote Monitoring, Nearshore |  |  | 432.9638
[5 empty] | Remote Monitoring, Far Offshore |  |  | 433.5739
[5 empty] | Remote Monitoring, High Latitude |  |  | 432.6742
𝑨𝑬𝑷= (∑▒〖𝑷𝑴∗𝑱𝑷𝑫〗)∗𝟖𝟕𝟔𝟎𝐡𝐫/𝐲𝐫
AEP (Wh/yr) = annual energy production
PM (W) = MADWEC’s Power Matrix of size (mn)
𝑷𝑴= (■8(〖𝒑𝒎〗_𝟏𝟏&⋯&〖𝒑𝒎〗_𝟏𝒏@⋮&⋱&⋮@〖𝒑𝒎〗_𝒎𝟏&⋯&〖𝒑𝒎〗_𝒎𝒏 ))
JPD (n/a) = Resource’s Joint Probability Distribution matrix of size (mn)
𝑱𝑷𝑫= (■8(〖𝒋𝒑𝒅〗_𝟏𝟏&⋯&〖𝒋𝒑𝒅〗_𝟏𝒏@⋮&⋱&⋮@〖𝒋𝒑𝒅〗_𝒎𝟏&⋯&〖𝒋𝒑𝒅〗_𝒎𝒏 ))

## 2. Solar CapEx
Inputs | Scenario Information
| Scenario |  | No. of Devices | Configuration | Buoy Cost (single device) | Notes |  | Solar Buoy Information
| Single Device |  | 1 | 1 | 113760 | One 4-paneled buoy |  | Description | Value
| Remote Monitoring, Nearshore |  | 1 | 1 | 113760 | One 4-paneled buoy |  | OSIL 3.0m Albatross Metocean Buoy Cost ($) | See Solar Buoy Configurations Table
| Remote Monitoring, Far Offshore |  | 1 | 1 | 113760 | One 4-paneled buoy |  | Total Buoy Mass [kg] | 2962
| Remote Monitoring, High Latitude |  | 1 | 2 | 115620 | One 6-paneled buoy
| AUV, Nearshore |  | 2 | 1 | 113760 | Two 4-paneled buoys
| AUV, Far Offshore |  | 2 | 1 | 113760 | Two 4-paneled buoys |  | Note
| AUV, High Latitude |  | 3 | 1 | 113760 | Three 4-paneled buoys |  | Cells with equations should only be written over if a more accurate value has been determined and the calculation estimate is no longer needed. If the user overwrites a cell that contains an equation, be sure that it will not affect any other value that it is linked to. If applicable, cells with equations will have the equations written next to them in Column L so they can be referenced even if accidentally overwritten. Any of the blue cells in the input tables can be edited and will only affect the final cost. The cost breakdown structure has up to six levels (eg. 1.1.1.1.1.1). When a particular section does not need six levels of descriptive input, the rows are "hidden". Hidden rows are denoted with green lines on the numeric row banner on the left side of the Excel tab. To expand the hidden rows, click the "+" icon to show all rows under that level. To hide rows in a particular level, click the "-" icon. As the MADWEC is designed in more detail, it is reccomended to expand the hidden rows and add to the model when sections become applicable. The CBS adapted from NREL's Marine Energy Cost Breakdown Structure (https://openei.org/wiki/PRIMRE/Telesto/Economics). The R-value in the Solar Buoy Information input table represents the learning rate of the components that are being scaled. The first of a kind component (or in this case, the first Solar Buoy) will cost more than the nth component that is manufactured. The learning rate varies from industry to industry as well as technology to technology, and is often gathered or calculated from literature and historical data. Components with more immature technologies will typically have R-values, meaning the nth components will have more of a significant drop in cost than the 1st component.
Solar Buoy Configurations
| Configuration | Solar Panel Wattage (W) | No. of Solar Panels | No. of Batteries | Total Cost
| 1 | 160 | 4 | 6 | 113760
| 2 | 160 | 6 | 6 | 115620
Solar Buoy CapEx
| Category | [6 empty] | Cost | Equations Used | Notes | Link
| 1. Capital Expenditures (CapEx) | [6 empty] | 3002729 | =SUM(K22,K29,K226)
|  | 1.1. Solar Buoy | [5 empty] | 120621 | =SUM(K23:K25)+K28 |  | OSIL Albatross
|  |  | 1.1.1. OSIL 3.0m Albatross Metocean Buoy |  |  |  |  | 113760 | =H4 | 'Includes: radar reflector, 4x160 W solar panels, marine lantern, yellow top X mark, 6x119Ah battery, 2x lifting points, 2x mooring points, GSM antenna
|  |  | 1.1.2. Data Web Hosting |  |  |  |  | 585
|  |  | 1.1.3. Mooring, Foundation, and Sub-Structure |  |  |  |  | 6276 | =SUM(K26:K27)
|  |  |  | 1.1.3.1. Mooring Lines |  |  |  | 1276 |  | Cost of 100m of 5/16" Dynemma rope | 5/16" Dyneema rope
|  |  |  | 1.1.3.2. Anchors and Piles |  |  |  | 5000 |  | Based on HERO-WEC price for 4,000lb anchor
|  | 1.2. Balance of System (BOS) | [5 empty] | 2882108 | =SUM(K29,K62,K73,K172,K173,K186,K218)
|  |  | 1.2.1. Development |  |  |  |  | 1916000 | =SUM(K30,K34,K37,K38,K41,K47,K51,K57)
|  |  |  | 1.2.1.1. Site Selection (Siting and scoping) |  |  |  | 260000 | =SUM(K31:K33)
[5 empty] | 1.2.1.1.1. Resource Assessment |  |  | 75000 |  | $75k reccomended placeholder. A more accurate estimate can be calculated by salary * time of a researcher. Assuming assessment is conducted with publicly available data (cost does not include measuring data).
[5 empty] | 1.2.1.1.2. Environmental Scoping |  |  | 35000 |  | $25k-$50k reccomended placeholder. A more accurate estimate can be calculated by salary * time of an environmental engineer/scientist. Cost depends on what types of species need monitoring.
[5 empty] | 1.2.1.1.3. Pre-FEED |  |  | 150000 |  | $150k reccomended placeholder. Could assume $0 since the TEAMER studies conducted pre-FEED.
|  |  |  | 1.2.1.2. Permitting & Leasing |  |  |  | 0 | =SUM(K35:K36) | This is the cost of permitting the project and leasing the area. Because it will be dependent on the location scenario (Massachusetts State/Federal or Alaska), it is calculated in the "Installation" tab instead of the CapEx tab.
[5 empty] | 1.2.1.2.1. Permit Acquisition Activities |  |  | 0
[5 empty] | 1.2.1.2.2. Lease Acquisition Activities |  |  | 0
|  |  |  | 1.2.1.3. Professional Advisory Services |  |  |  | 0
|  |  |  | 1.2.1.4. Initial Engineering |  |  |  | 0 | =SUM(K39:K40)
[5 empty] | 1.2.1.4.1. FEED |  |  | 0
[5 empty] | 1.2.1.4.2. Engineering Certification |  |  | 0
|  |  |  | 1.2.1.5. Site Characterization |  |  |  | 1531000 | =SUM(K42:K46)
[5 empty] | 1.2.1.5.1. Environmental Surveys |  |  | 600000 |  | $600k reccomended placeholder. Assuming one species for two years at $300k/yr/species.
[5 empty] | 1.2.1.5.2. Resource and Metocean Assessment |  |  | 450000 | =SUM(K44:K45) | Reccomendation for larger scale projects = ~$150k-$450k
[6 empty] | 1.2.1.5.2.1. Resource Monitoring Stations |  | 275000
[6 empty] | 1.2.1.5.2.2. Data Collection and Analysis |  | 175000
[5 empty] | 1.2.1.5.3. Geological and Bathymetry Survey |  |  | 31000 |  | $31k reccomended placeholder. One mile of surveying at $6k/mile + $25k for reporting. A more accurate estimate can be calculated by salary * time of a geologist.
|  |  |  | 1.2.1.6. Interconnection & Power Marketing |  |  |  | 0 | =SUM(K48:K50)
[5 empty] | 1.2.1.6.1. Interconnection Studies & Fees |  |  | 0
[5 empty] | 1.2.1.6.2. Onshore Interconnection Rights (Transmission Rights of way) |  |  | 0
[5 empty] | 1.2.1.6.3. Power Marketing |  |  | 0
|  |  |  | 1.2.1.7. Project Management During Development |  |  |  | 125000 | =SUM(K52:K56) | Equation overwritten. $100k-$150k reccomended placeholder. A more accurate estimate can be calculated by salary * time of a project manager.
[5 empty] | 1.2.1.7.1. Procurement |  |  | 0
[5 empty] | 1.2.1.7.2. Salaries |  |  | 0
[5 empty] | 1.2.1.7.3. Sales, General, & Administrative |  |  | 0
[5 empty] | 1.2.1.7.4. Stakeholder Outreach |  |  | 0
[5 empty] | 1.2.1.7.5. Profit |  |  | 0
|  |  |  | 1.2.1.8. Financing and Incentives |  |  |  | 0 | =SUM(K58:K61)
[5 empty] | 1.2.1.8.1. Due Diligence |  |  | 0
[5 empty] | 1.2.1.8.2. Incentives |  |  | 0
[5 empty] | 1.2.1.8.3. Closing Costs |  |  | 0
[5 empty] | 1.2.1.8.4. Legal Support |  |  | 0
|  |  | 1.2.2. Engineering and Management |  |  |  |  | 958000 | =0.5*K29 | Equation overwritten. $958k reccomended placeholder. This is the engineering costs throughout the deployment process. Assuming ~half the time as Development timeline, so also half the cost.
|  |  |  | 1.2.2.1. Detailed Design and Construction Engineering |  |  |  | 0
|  |  |  | 1.2.2.2. Procurement Management |  |  |  | 0
|  |  |  | 1.2.2.3. Construction Management |  |  |  | 0 | =SUM(K66:K68)
[5 empty] | 1.2.2.3.1. Salaries |  |  | 0
[5 empty] | 1.2.2.3.2. Sales, General, & Administrative |  |  | 0
[5 empty] | 1.2.2.3.3. Profit |  |  | 0
|  |  |  | 1.2.2.4. Project Certification |  |  |  | 0
|  |  |  | 1.2.2.5. Health, Safety, & Environmental Monitoring |  |  |  | 0 | =SUM(K71:K72)
[5 empty] | 1.2.2.5.1. Health and Safety Monitoring |  |  | 0
[5 empty] | 1.2.2.5.2. Environmental Monitoring |  |  | 0
|  |  | 1.2.3. Electrical Infrastructure |  |  |  |  | 1628 | =SUM(K74,K86,K96,K103,K142,K163)
|  |  |  | 1.2.3.1. Array Cable System |  |  |  | 1628 | =SUM(K75,K78,K84:K85)
[5 empty] | 1.2.3.1.1. Array Cables |  |  | 1628 | =SUM(K76:K77)
[6 empty] | 1.2.3.1.1.1. Riser cable |  | 1628 |  | Riser cost (100m) from NREL's electrical infrastructure model.
[6 empty] | 1.2.3.1.1.2. Collector Cable |  | 0
[5 empty] | 1.2.3.1.2. Cable Accessories & Jointing |  |  | 0 | =SUM(K79:K83)
[6 empty] | 1.2.3.1.2.1. Termination Kit |  | 0
[6 empty] | 1.2.3.1.2.2. Connectors |  | 0
[6 empty] | 1.2.3.1.2.3. Buoyancy Modules |  | 0
[6 empty] | 1.2.3.1.2.4. Anchorage |  | 0
[6 empty] | 1.2.3.1.2.5. Messenger Lines & Buoys |  | 0
[5 empty] | 1.2.3.1.3. Array Cable System Commissioning |  |  | 0
[5 empty] | 1.2.3.1.4. Array Cable System Transportation |  |  | 0
|  |  |  | 1.2.3.2. Export Cable Systems |  |  |  | 0 | =SUM(K87:K88,K94:K95)
[5 empty] | 1.2.3.2.1. Export Cables |  |  | 0
[5 empty] | 1.2.3.2.2. Cable Accessories & Jointing |  |  | 0 | =SUM(K89:K93)
[6 empty] | 1.2.3.2.2.1. Termination Kit |  | 0
[6 empty] | 1.2.3.2.2.2. Connectors |  | 0
[6 empty] | 1.2.3.2.2.3. Buoyancy Modules |  | 0
[6 empty] | 1.2.3.2.2.4. Anchorage |  | 0
[6 empty] | 1.2.3.2.2.5. Messenger Lines & Buoys |  | 0
[5 empty] | 1.2.3.2.3. Export Cable Commissioning |  |  | 0
[5 empty] | 1.2.3.2.4. Export Cable System Transportation |  |  | 0
|  |  |  | 1.2.3.3. Cable Protection |  |  |  | 0 | =SUM(K97:K102)
[5 empty] | 1.2.3.3.1. Scour Protection |  |  | 0
[5 empty] | 1.2.3.3.2. Cable Mattresses |  |  | 0
[5 empty] | 1.2.3.3.3. Ducting System |  |  | 0
[5 empty] | 1.2.3.3.4. Bend Restrictors |  |  | 0
[5 empty] | 1.2.3.3.5. Bend Stiffeners |  |  | 0
[5 empty] | 1.2.3.3.6. J-tube Seals |  |  | 0
|  |  |  | 1.2.3.4. Offshore Substation(s) |  |  |  | 0 | =SUM(K104,K112,K119,K130)
[5 empty] | 1.2.3.4.1. Topside |  |  | 0 | =SUM(K105:K111)
[6 empty] | 1.2.3.4.1.1. Structure |  | 0
[6 empty] | 1.2.3.4.1.2. Helicopter Deck |  | 0
[6 empty] | 1.2.3.4.1.3. Accommodations |  | 0
[6 empty] | 1.2.3.4.1.4. Outfitting Steel |  | 0
[6 empty] | 1.2.3.4.1.5. Topside Marine Systems |  | 0
[6 empty] | 1.2.3.4.1.6. Substation Topside Integration, Assembly, Test, and Checkout |  | 0
[6 empty] | 1.2.3.4.1.7. Transportation |  | 0
[5 empty] | 1.2.3.4.2. Substructure & Foundation |  |  | 0 | =SUM(K113:K118)
[6 empty] | 1.2.3.4.2.1. Foundation |  | 0
[6 empty] | 1.2.3.4.2.2. Substructure |  | 0
[6 empty] | 1.2.3.4.2.3. Substructure Marine Systems |  | 0
[6 empty] | 1.2.3.4.2.4. Scour Protection |  | 0
[6 empty] | 1.2.3.4.2.5. Substation Substructure & Foundation Integration, Assembly, Testing, and Checkout |  | 0
[6 empty] | 1.2.3.4.2.6. Transportation |  | 0
[5 empty] | 1.2.3.4.3. Electrical Conversion Equipment |  |  | 0 | =SUM(K120:K129)
[6 empty] | 1.2.3.4.3.1. AC Transformers |  | 0
[6 empty] | 1.2.3.4.3.2. High Voltage Switchgear |  | 0
[6 empty] | 1.2.3.4.3.3. Medium Voltage Switchgear |  | 0
[6 empty] | 1.2.3.4.3.4. Passive and Active Power Compensation |  | 0
[6 empty] | 1.2.3.4.3.5. Shunt Reactors |  | 0
[6 empty] | 1.2.3.4.3.6. DC Convertor |  | 0
[6 empty] | 1.2.3.4.3.7. Filtering System |  | 0
[6 empty] | 1.2.3.4.3.8. Earthing Systems |  | 0
[6 empty] | 1.2.3.4.3.9. Substation Electrical Conversion Equipment Integration, Assembly, Testing, and Checkout |  | 0
[6 empty] | 1.2.3.4.3.10. Transportation |  | 0
[5 empty] | 1.2.3.4.4. Facilities and Ancillary Systems |  |  | 0 | =SUM(K131:K141)
[6 empty] | 1.2.3.4.4.1. Standby Generator |  | 0
[6 empty] | 1.2.3.4.4.2. Fire Protection Systems |  | 0
[6 empty] | 1.2.3.4.4.3. Clean and Black Water Systems |  | 0
[6 empty] | 1.2.3.4.4.4. Fuel Tanks |  | 0
[6 empty] | 1.2.3.4.4.5. Control & Communication System |  | 0
[6 empty] | 1.2.3.4.4.6. Safety and Security Systems |  | 0
[6 empty] | 1.2.3.4.4.7. Crane |  | 0
[6 empty] | 1.2.3.4.4.8. Control Room & Refuge |  | 0
[6 empty] | 1.2.3.4.4.9. Heating, Ventilation, and Air Conditioning Equipment |  | 0
[6 empty] | 1.2.3.4.4.10. Industrial Waterproof Enclosures |  | 0
[6 empty] | 1.2.3.4.4.11. Transportation |  | 0
|  |  |  | 1.2.3.5. Onshore Substation |  |  |  | 0 | =SUM(K143,K144,K147,K148,K156,K161,K162)
[5 empty] | 1.2.3.5.1. Land Leases |  |  | 0
[5 empty] | 1.2.3.5.2. Underground Cable System |  |  | 0 | =SUM(K145:K146)
[6 empty] | 1.2.3.5.2.1. Underground Cables |  | 0
[6 empty] | 1.2.3.5.2.2. Ancillary Equipment |  | 0
[5 empty] | 1.2.3.5.3. Foundation |  |  | 0
[5 empty] | 1.2.3.5.4. Electrical Equipment |  |  | 0 | =SUM(K149:K155)
[6 empty] | 1.2.3.5.4.1. Circuit Breakers |  | 0
[6 empty] | 1.2.3.5.4.2. Disconnect Switches |  | 0
[6 empty] | 1.2.3.5.4.3. Transformers |  | 0
[6 empty] | 1.2.3.5.4.4. Bus Support, Bus, and Fittings |  | 0
[6 empty] | 1.2.3.5.4.5. Insulator |  | 0
[6 empty] | 1.2.3.5.4.6. Reactive Components |  | 0
[6 empty] | 1.2.3.5.4.7. Lighting Arrester |  | 0
[5 empty] | 1.2.3.5.5. Protection & Control |  |  | 0 | =SUM(K157:K160)
[6 empty] | 1.2.3.5.5.1. Control Enclosure |  | 0
[6 empty] | 1.2.3.5.5.2. Relay Panels |  | 0
[6 empty] | 1.2.3.5.5.3. Conduit |  | 0
[6 empty] | 1.2.3.5.5.4. Control Cable |  | 0
[5 empty] | 1.2.3.5.6. Buildings/Facilities |  |  | 0
[5 empty] | 1.2.3.5.7. Civil Infrastructure |  |  | 0
|  |  |  | 1.2.3.6. Onshore Transmission Infrastructure |  |  |  | 0 | =SUM(K164:K167,K171)
[5 empty] | 1.2.3.6.1. Land Leases |  |  | 0
[5 empty] | 1.2.3.6.2. Structure & Foundations |  |  | 0
[5 empty] | 1.2.3.6.3. Transmission Towers |  |  | 0
[5 empty] | 1.2.3.6.4. Overhead Lines |  |  | 0 | =SUM(K168:K170)
[6 empty] | 1.2.3.6.4.1. Conductors |  | 0
[6 empty] | 1.2.3.6.4.2. Communications |  | 0
[6 empty] | 1.2.3.6.4.3. Shield Wire |  | 0
[5 empty] | 1.2.3.6.5. Transportation |  |  | 0
|  |  | 1.2.4. Plant Commissioning |  |  |  |  | 0
|  |  | 1.2.5. Site Access, Port & Staging |  |  |  |  | 0 | =SUM(K174,K180:K182)
|  |  |  | 1.2.5.1. Staging Port |  |  |  | 0 | =SUM(K175:K179)
[5 empty] | 1.2.5.1.1. Quay |  |  | 0
[5 empty] | 1.2.5.1.2. Laydown Area |  |  | 0
[5 empty] | 1.2.5.1.3. Assembly Areas |  |  | 0
[5 empty] | 1.2.5.1.4. Personnel Facilities |  |  | 0
[5 empty] | 1.2.5.1.5. Fabrication Facilities |  |  | 0
|  |  |  | 1.2.5.2. Cranage |  |  |  | 0
|  |  |  | 1.2.5.3. Port Improvements |  |  |  | 0
|  |  |  | 1.2.5.4. Port Fees |  |  |  | 0 | =SUM(K183:K185) | This is the cost of the fees at each port. Because they will be dependent on the location scenario (Massachusetts or Alaska), it is calculated in the "Installation" tab instead of the CapEx tab.
[5 empty] | 1.2.5.4.1. Entrance/Exit Fees |  |  | 0
[5 empty] | 1.2.5.4.2. Quayside Docking Fees |  |  | 0
[5 empty] | 1.2.5.4.3. Wharfage Fees |  |  | 0
|  |  | 1.2.6. Assembly & Installation |  |  |  |  | 6480 | =SUM(K187,K192,K195,K213,K217) | Only considering assembly costs, since Installation is broken down in the "Installation" tab.
|  |  |  | 1.2.6.1. Substructures & Foundations |  |  |  | 0 | =SUM(K188:K191)
[5 empty] | 1.2.6.1.1. Foundation |  |  | 0
[5 empty] | 1.2.6.1.2. Substructure |  |  | 0
[5 empty] | 1.2.6.1.3. Scour Protection |  |  | 0
[5 empty] | 1.2.6.1.4. Noise Mitigation |  |  | 0
|  |  |  | 1.2.6.2. Solar Buoy Device |  |  |  | 6480 | =SUM(K193:K194)
[5 empty] | 1.2.6.2.1. Structural Assembly |  |  | 3240 | =45*24*3 | Assembly cost assuming $45/technician/hour * 24 hours * 3 technicians. Can override with more accurate technician pay and time required.
[5 empty] | 1.2.6.2.2. Power Take-Off System (PTO) |  |  | 3240 | =45*24*3 | Assembly cost assuming $45/technician/hour * 24 hours * 3 technicians. Can override with more accurate technician pay and time required.
|  |  |  | 1.2.6.3. Offshore Electrical Infrastructure |  |  |  | 0 | =SUM(K196,K201,K207,K210)
[5 empty] | 1.2.6.3.1. Array Cables |  |  | 0 | =SUM(K197:K200)
[6 empty] | 1.2.6.3.1.1. Cable Laying |  | 0
[6 empty] | 1.2.6.3.1.2. Cable Trenching |  | 0
[6 empty] | 1.2.6.3.1.3. Protection |  | 0
[6 empty] | 1.2.6.3.1.4. Terminations |  | 0
[5 empty] | 1.2.6.3.2. Offshore Export Cables |  |  | 0 | =SUM(K202:K206)
[6 empty] | 1.2.6.3.2.1. Cable Laying |  | 0
[6 empty] | 1.2.6.3.2.2. Cable Trenching |  | 0
[6 empty] | 1.2.6.3.2.3. Protection |  | 0
[6 empty] | 1.2.6.3.2.4. Terminations |  | 0
[6 empty] | 1.2.6.3.2.5. Landfall Operations |  | 0
[5 empty] | 1.2.6.3.3. Offshore Substation(s) |  |  | 0 | =SUM(K208:K209)
[6 empty] | 1.2.6.3.3.1. Substructure |  | 0
[6 empty] | 1.2.6.3.3.2. Topside |  | 0
[5 empty] | 1.2.6.3.4. Offshore Accommodations Platform(s) |  |  | 0 | =SUM(K211:K212)
[6 empty] | 1.2.6.3.4.1. Substructure |  | 0
[6 empty] | 1.2.6.3.4.2. Topside |  | 0
|  |  |  | 1.2.6.4. Onshore Electrical Infrastructure |  |  |  | 0 | =SUM(K214:K216)
[5 empty] | 1.2.6.4.1. Underground Cable System |  |  | 0
[5 empty] | 1.2.6.4.2. Overhead Transmission Lines |  |  | 0
[5 empty] | 1.2.6.4.3. Onshore Substation |  |  | 0
|  |  |  | 1.2.6.5. Offshore Logistical Infrastructure |  |  |  | 0 |  | Could be included as a way to monitor the device via satelite, communications software.
|  |  | 1.2.7. Other Infrastructure |  |  |  |  | 0 | =SUM(K219:K224) | Assuming $0 for now. Update as more information is determined.
|  |  |  | 1.2.7.1. Offshore Accommodations |  |  |  | 0
|  |  |  | 1.2.7.2. Dedicated O&M Vessel(s) |  |  |  | 0
|  |  |  | 1.2.7.3. Onshore O&M Facilities |  |  |  | 0
|  |  |  | 1.2.7.4. O&M Equipment Purchases |  |  |  | 0
|  |  |  | 1.2.7.5. Offshore Logistical Infrastructure |  |  |  | 0
|  |  |  | 1.2.7.6. Other Infrastructure Transportation |  |  |  | 0
|  | 1.3. Financial Costs | [5 empty] | 0 | =SUM(K226:K229) | Assuming device is purchased outright with no leasing.
|  |  | 1.3.1. Project Contingency Budget |  |  |  |  | 0
|  |  | 1.3.2. Insurance During Construction |  |  |  |  | 0
|  |  | 1.3.3. Carrying Costs During Construction (Construction Financing Costs) |  |  |  |  | 0
|  |  | 1.3.4. Reserve Accounts |  |  |  |  | 0 | =SUM(K230:K232)
|  |  |  | 1.3.4.1. Maintenance Reserve Account |  |  |  | 0
|  |  |  | 1.3.4.2. Debt Service Reserve Account |  |  |  | 0
|  |  |  | 1.3.4.3. Decommissioning Reserve Account |  |  |  | 0
AUV CapEx
[7 empty] | AUV Component | Component Cost | No. of Components
[7 empty] | Remus300, 1.5kWh | 1038225 | 1
[7 empty] | Shipboard equipment | 129402 | 1
[7 empty] | O&M training (required) | 36000 | 1
[7 empty] | External battery charging box | 64332 | 1
Monitoring Station CapEx
[7 empty] | Sensor | Sensor Cost | No. of Sensors
[7 empty] | ADCP | 35349 | 3
[7 empty] | Anemometer | 12985 | 1
[7 empty] | Camera | 43415 | 1
[7 empty] | Catalytic H2 sensor | 1050 | 2
[7 empty] | CTD | 13766 | 3
[7 empty] | Data logger & communications | 3495 | 6
[7 empty] | Fluorometer | 14429 | 1
[7 empty] | Meterological probe | 1190 | 2
[7 empty] | Motion sensor | 1860 | 1
[7 empty] | Optical sensor | 33435 | 3
[7 empty] | Optode | 6536 | 2
[7 empty] | pCO2 | 31029 | 2
[7 empty] | pH Sensor | 22098 | 2
Calculations | All Locations Calculations
| Solar Buoy CapEx |  |  |  |  | Category | Cost (Single Device) | Scenario | Solar Buoy (Single Device) Cost | No. of Devices | Cost (Array)
[6 empty] | Solar Buoy | 120621 | Single Device | 120621 | 1 | 120621
[8 empty] | Remote Monitoring, Nearshore | 120621 | 1 | 120621
[8 empty] | Remote Monitoring, Far Offshore | 120621 | 1 | 120621
[8 empty] | Remote Monitoring, High Latitude | 122481 | 1 | 122481
[8 empty] | AUV, Nearshore | 120621 | 2 | 241242
[8 empty] | AUV, Far Offshore | 120621 | 2 | 241242
[8 empty] | AUV, High Latitude | 120621 | 3 | 361863
[6 empty] | Balance of System | 2882108
[6 empty] | Financial Cost | 0
[6 empty] | Solar Buoy CapEx Total | 3002729
| AUV CapEx | [5 empty] | AUV | AUV Cost | No. of AUVs | Total Cost
[7 empty] | Remus300, 1.5kWh | 1038225 | 1 | 1038225
[7 empty] | Shipboard equipment | 129402 | 1 | 129402
[7 empty] | O&M training (required) | 36000 | 1 | 36000
[7 empty] | External battery charging box | 64332 | 1 | 64332
[9 empty] | AUV CapEx Total | 1267959
| Monitoring Station CapEx | [5 empty] | Sensor | Sensor Cost | No. of Sensors | Total Cost
[7 empty] | ADCP | 35349 | 3 | 106047
[7 empty] | Anemometer | 12985 | 1 | 12985
[7 empty] | Camera | 43415 | 1 | 43415
[7 empty] | Catalytic H2 sensor | 1050 | 2 | 2100
[7 empty] | CTD | 13766 | 3 | 41298
[7 empty] | Data logger & communications | 3495 | 6 | 20970
[7 empty] | Fluorometer | 14429 | 1 | 14429
[7 empty] | Meterological probe | 1190 | 2 | 2380
[7 empty] | Motion sensor | 1860 | 1 | 1860
[7 empty] | Optical sensor | 33435 | 3 | 100305
[7 empty] | Optode | 6536 | 2 | 13072
[7 empty] | pCO2 | 31029 | 2 | 62058
[7 empty] | pH Sensor | 22098 | 2 | 44196
[8 empty] | Monitoring Sensors CapEx Total |  | 465115
Outputs | Solar Buoy (single device) |  |  |  |  | Solar Buoy (array)
| Total CapEx |  |  |  |  | Total CapEx
| Scenario |  |  | Cost |  | Scenario |  | Cost
| Solar Buoy (hardware only) |  |  | 120621 |  | Remote Monitoring, Nearshore |  | 3467844
| Solar Buoy + AUV |  |  | 4270688 |  | Remote Monitoring, Far Offshore |  | 3467844
| Solar Buoy + Remote Monitoring |  |  | 3467844 |  | Remote Monitoring, High Latitude |  | 3004589
[6 empty] | AUV, Nearshore |  | 4391309
[6 empty] | AUV, Far Offshore |  | 4391309
[6 empty] | AUV, High Latitude |  | 4511930

## 2. Solar Installation
Inputs | Location Information |  |  |  |  | Vessel Information
| Parameter | Nearshore | Far Offshore | High Latitude |  |  | Install/O&M Vessel (Vessel 1 - Location 1) | Install/O&M Vessel (Vesssel 2 - Location 2) | Install/O&M Vessel (Vesssel 3 - Location 3)
| Location Coordinates | 41.2354° N, 71.0237° W | 40.9334° N, 70.7985° W | 59.0605° N, 152.0117° W |  | Cruising Boat Speed (knots) | 18 | 18 | 10 | Note: The "Location Information", "Vessel Information", "One Time Costs", and "Labor Information" input tables are repeated from the MADWEC Installation tab. The input tables are linked to the MADWEC Installation tab so the user only needs to input the information once. If the user wants to override this, unprotect the tab and unlock the cells you wish to write over.
| Location Description | Massachusetts State Waters | Massachusetts Federal Waters | Alaska State Waters |  | Fuel Cost ($/hr) | 400 | 400 | 400
| Stage Coordinates | 41.5242° N, 70.6712° W | 41.5242° N, 70.6712° W | 59.6371° N, 151.4522° W |  | Vessel Rental Rate ($/day) | 15000 | 15000 | 11375
| Stage Description | WHOI | WHOI | City of Homer Port |  | Vessel Rental Rate ($/hr) | 1250 | 1250 | 947.9167
| Distance from Stage to Port (nm) | 14 | 14 | 0 |  | Stage Location | Woods Hole, MA | Wood's Hole, MA | Homer, AK
| Vessel Supplier | WHOI | WHOI | USFWS |  | Length (ft) | 60 | 60 | 120
| Port Coordinates | 41.6362° N, 70.9342° W | 41.6362° N, 70.9342° W | 59.6371° N, 151.4522° W |  | Beam (ft) | 17 | 17 | 33
| Port Description | New Bedford Harbor | New Bedford Harbor | City of Homer Port |  | Draft (ft) | 5 | 5 | 11.5
| Distance from Port to Location (nm) | 17 | 48 | 46 |  | Max lift (lbs) | 4600 | 4600 | 2000
[6 empty] | Supplier | Woods Hole Oceanographic Institution | Woods Hole Oceanographic Institution | USFWS
| Installation Time |  |  |  |  | Link | WHOI | WHOI | USFWS
| Input | Value | Unit | Note: Because the number of Solar Buoys required in the array is low, Installation of the array can likely be done within a short time frame.. Installation costs were not scaled using array scaling. Instead, the times required for installation can be adjusted in the "Installation Time" input table.
| Operational contingency | 0.1 | decimal |  |  | One Time Costs
| Time to load solar buoy on vessel | 0.5 | hours |  |  | Item | Cost ($) | Notes
| Time to prep solar buoy installation (on-site) | 0.5 | hours |  |  | Port of Homer docking fees (daily) | 258 | Cost per day, assuming one day for now
| Time to install solar buoy | 2 | hours |  |  | Port of New Bedford docking fees (daily) | 258 | Did not respond to quote request, using same cost as Port of Homer. Cost per day, assuming one day for now
| Time to install AUV | 6 | hours |  |  | Permitting & leasing fees (Mass. state waters) | 2267.25
| Time to install monitoring station | 3 | hours |  |  | Permitting & leasing fees (Mass. federal waters) | 1267.25
| Time for testing standby | 1 | hours |  |  | Permitting & leasing fees (Alaska state waters) | 1650
| Time for additional installation 1 | 0 | hours
High Latitude Shipping Costs
| Labor Information |  |  |  |  | Parameter | Cost ($) | Notes
| Job Title | Number of Personnel | Hourly Rate ($) |  |  | Solar Buoy | 5799 | Quote from manufacturer | Included here instead of CapEx model because the cost of shipping changes with location and the CapEx model does not change with location. Assuming shipping to MA is negligible.
| Engineer (North East) | 1 | 45.32 |  |  | Monitoring system (freight) | 6226 | From Mass. To Washington
| Technician (North East) | 2 | 45.32 |  |  | Monitoring system (ship) | 568 | From Washington to Alaska
| Vessel Captain (North East) | 1 | 40.95 |  |  | AUV (freight) | 707.02 | From Mass. To Washington
| Vessel Crew (North East) | 1 | 40.95 |  |  | AUV (ship) | 17 | From Washington to Alaska
| Engineer (Alaska) | 1 | 46.22
| Technician (Alaska) | 2 | 46.22
| Vessel Captain (Alaska) | 1 | 39.37
| Vessel Crew (Alaska) | 1 | 39.37
Calculations | Nearshore Calculations | [8 empty] | Far Offshore Calculations | [7 empty] | High Latitude Calculations
| Solar Buoy Installation | Operational Detail | Vessel Used | Vessel Status | # of hours | Vessel Cost ($) | Labor Cost ($) | Operation Subotal Cost ($) |  | Solar Buoy Installation | Operational Detail | Vessel Used | Vessel Status | # of hours | Vessel Cost ($) | Labor Cost ($) | Operation Subotal Cost ($) | Solar Buoy Installation | Operational Detail | Vessel Used | Vessel Status | # of hours | Vessel Cost ($) | Labor Cost ($) | Operation Subotal Cost ($)
|  | Vessel mobilization from Stage 1 to Port 1 | Vessel 1 | Mob/Demob | 0.77778 | 1283.3333 | 63.7 | 1347.0333 |  |  | Vessel mobilization from Stage 2 to Port 2 | Vessel 2 | Mob/Demob | 0.77778 | 1283.3333 | 63.7 | 1347.0333 |  | Vessel mobilization from Stage 3 to Port 3 | Vessel 3 | Mob/Demob | 0 | 0 | 0 | 0
|  | Load solar buoy onto vessel | Vessel 1 | Standby | 0.5 | 825 | 108.93 | 933.93 |  |  | Load solar buoy onto vessel | Vessel 2 | Standby | 0.5 | 825 | 108.93 | 933.93 |  | Load solar buoy onto vessel | Vessel 3 | Standby | 0.5 | 673.9583 | 108.7 | 782.6583
|  | Transit from Port 1 to Nearshore | Vessel 1 | Transit | 0.94444 | 1558.3333 | 205.7567 | 1764.09 |  |  | Transit from Port 2 to Offshore | Vessel 2 | Transit | 2.6667 | 4400 | 580.96 | 4980.96 |  | Transit from Port 3 to High Latitude | Vessel 3 | Transit | 4.6 | 6200.4167 | 1000.04 | 7200.4567
|  | Prep installation | Vessel 1 | Standby | 3 | 4950 | 653.58 | 5603.58 |  |  | Prep installation | Vessel 2 | Standby | 3 | 4950 | 653.58 | 5603.58 |  | Prep installation | Vessel 3 | Standby | 3 | 4043.75 | 652.2 | 4695.95
|  | Standby for testing and commisioning | Vessel 1 | Standby | 1 | 1650 | 217.86 | 1867.86 |  |  | Standby for testing and commisioning | Vessel 2 | Standby | 1 | 1650 | 217.86 | 1867.86 |  | Standby for testing and commisioning | Vessel 3 | Standby | 1 | 1347.9167 | 217.4 | 1565.3167
|  | Transit from Nearshore to Port 1 | Vessel 1 | Transit | 0.94444 | 1558.3333 | 205.7567 | 1764.09 |  |  | Transit from Offshore to Port 2 | Vessel 2 | Transit | 2.6667 | 4400 | 580.96 | 4980.96 |  | Transit from High Latitude to Port 3 | Vessel 3 | Transit | 4.6 | 6200.4167 | 1000.04 | 7200.4567
|  | Vessel demobilization from Port 1 to Stage 1 | Vessel 1 | Mob/Demob | 0.77778 | 1283.3333 | 63.7 | 1347.0333 |  |  | Vessel demobilization from Port 2 to Stage 2 | Vessel 2 | Mob/Demob | 0.77778 | 1283.3333 | 63.7 | 1347.0333 |  | Vessel demobilization from Port 3 to Stage 3 | Vessel 3 | Mob/Demob | 0 | 0 | 0 | 0
|  | Operational contingency | Vessel 1 | Standby | - | - | - | 1462.7617 |  |  | Operational contingency | Vessel 2 | Standby | - | - | - | 2106.1357 |  | Operational contingency | Vessel 3 | Standby | - | - | - | 2144.4838
[7 empty] | Solar Buoy Installation Total | 16090.3783 | [7 empty] | Solar Buoy Installation Total | 23167.4923 | [6 empty] | Solar Buoy Installation Total | 23589.3222
| AUV Installation | Operational Detail | Vessel Used | Vessel Status | # of hours | Vessel Cost ($) | Labor Cost ($) | Operation Subotal Cost ($) |  | AUV Installation | Operational Detail | Vessel Used | Vessel Status | # of hours | Vessel Cost ($) | Labor Cost ($) | Operation Subotal Cost ($) | AUV Installation | Operational Detail | Vessel Used | Vessel Status | # of hours | Vessel Cost ($) | Labor Cost ($) | Operation Subotal Cost ($)
|  | Vessel mobilization from Stage 1 to Port 1 | Vessel 1 | Mob/Demob | 0.77778 | 1283.3333 | 63.7 | 1347.0333 |  |  | Vessel mobilization from Stage 2 to Port 2 | Vessel 2 | Mob/Demob | 0.77778 | 1283.3333 | 63.7 | 1347.0333 |  | Vessel mobilization from Stage 3 to Port 3 | Vessel 3 | Mob/Demob | 0 | 0 | 0 | 0
|  | Load AUV onto vessel | Vessel 1 | Standby | 0.5 | 825 | 108.93 | 933.93 |  |  | Load AUV onto vessel | Vessel 2 | Standby | 0.5 | 825 | 108.93 | 933.93 |  | Load AUV onto vessel | Vessel 3 | Standby | 0.5 | 673.9583 | 108.7 | 782.6583
|  | Transit from Port 1 to Nearshore | Vessel 1 | Transit | 0.94444 | 1558.3333 | 205.7567 | 1764.09 |  |  | Transit from Port 2 to Offshore | Vessel 2 | Transit | 2.6667 | 4400 | 580.96 | 4980.96 |  | Transit from Port 3 to High Latitude | Vessel 3 | Transit | 4.6 | 6200.4167 | 1000.04 | 7200.4567
|  | Install AUV (onsite) | Vessel 1 | Install ops | 6 | 9900 | 1307.16 | 11207.16 |  |  | Install AUV (onsite) | Vessel 2 | Install ops | 6 | 9900 | 1307.16 | 11207.16 |  | Install AUV (onsite) | Vessel 3 | Install ops | 6 | 8087.5 | 1304.4 | 9391.9
|  | Standby for testing and commisioning | Vessel 1 | Standby | 1 | 1650 | 217.86 | 1867.86 |  |  | Standby for testing and commisioning | Vessel 2 | Standby | 1 | 1650 | 217.86 | 1867.86 |  | Standby for testing and commisioning | Vessel 3 | Standby | 1 | 1347.9167 | 217.4 | 1565.3167
|  | Transit from Nearshore to Port 1 | Vessel 1 | Transit | 0.94444 | 1558.3333 | 205.7567 | 1764.09 |  |  | Transit from Offshore to Port 2 | Vessel 2 | Transit | 2.6667 | 4400 | 580.96 | 4980.96 |  | Transit from High Latitude to Port 3 | Vessel 3 | Transit | 4.6 | 6200.4167 | 1000.04 | 7200.4567
|  | Vessel demobilization from Port 1 to Stage 1 | Vessel 1 | Mob/Demob | 0.77778 | 1283.3333 | 63.7 | 1347.0333 |  |  | Vessel demobilization from Port 2 to Stage 2 | Vessel 2 | Mob/Demob | 0.77778 | 1283.3333 | 63.7 | 1347.0333 |  | Vessel demobilization from Port 3 to Stage 3 | Vessel 3 | Mob/Demob | 0 | 0 | 0 | 0
|  | Operational contingency | Vessel 1 | Standby | - | - | - | 2023.1197 |  |  | Operational contingency | Vessel 2 | Standby | - | - | - | 2666.4937 |  | Operational contingency | Vessel 3 | Standby | - | - | - | 2614.0788
[7 empty] | AUV Installation Total | 22254.3163 | [7 empty] | AUV Installation Total | 29331.4303 | [6 empty] | AUV Installation Total | 28754.8672
| Monitoring Station Installation | Operational Detail | Vessel Used | Vessel Status | # of days | Vessel Cost ($) | Labor Cost ($) | Operation Subotal Cost ($) |  | Monitoring Station Installation | Operational Detail | Vessel Used | Vessel Status | # of days | Vessel Cost ($) | Labor Cost ($) | Operation Subotal Cost ($) | Monitoring Station Installation | Operational Detail | Vessel Used | Vessel Status | # of hours | Vessel Cost ($) | Labor Cost ($) | Operation Subotal Cost ($)
|  | Vessel mobilization from Stage 1 to Port 1 | Vessel 1 | Mob/Demob | 0.77778 | 1283.3333 | 63.7 | 1347.0333 |  |  | Vessel mobilization from Stage 2 to Port 2 | Vessel 2 | Mob/Demob | 0.77778 | 1283.3333 | 63.7 | 1347.0333 |  | Vessel mobilization from Stage 3 to Port 3 | Vessel 3 | Mob/Demob | 0 | 0 | 0 | 0
|  | Load remote monitoring onto vessel | Vessel 1 | Standby | 0.5 | 825 | 108.93 | 933.93 |  |  | Load remote monitoring onto vessel | Vessel 2 | Standby | 0.5 | 825 | 108.93 | 933.93 |  | Load remote monitoring onto vessel | Vessel 3 | Standby | 0.5 | 673.9583 | 108.7 | 782.6583
|  | Transit from Port 1 to Nearshore | Vessel 1 | Transit | 0.94444 | 1558.3333 | 205.7567 | 1764.09 |  |  | Transit from Port 2 to Offshore | Vessel 2 | Transit | 2.6667 | 4400 | 580.96 | 4980.96 |  | Transit from Port 3 to High Latitude | Vessel 3 | Transit | 4.6 | 6200.4167 | 1000.04 | 7200.4567
|  | Install remote monitoring station (onsite) | Vessel 1 | Install ops | 3 | 4950 | 653.58 | 5603.58 |  |  | Install remote monitoring station (onsite) | Vessel 2 | Install ops | 3 | 4950 | 653.58 | 5603.58 |  | Install remote monitoring station (onsite) | Vessel 3 | Install ops | 3 | 4043.75 | 652.2 | 4695.95
|  | Standby for testing and commisioning | Vessel 1 | Standby | 1 | 1650 | 217.86 | 1867.86 |  |  | Standby for testing and commisioning | Vessel 2 | Standby | 1 | 1650 | 217.86 | 1867.86 |  | Standby for testing and commisioning | Vessel 3 | Standby | 1 | 1347.9167 | 217.4 | 1565.3167
|  | Transit from Nearshore to Port 1 | Vessel 1 | Transit | 0.94444 | 1558.3333 | 205.7567 | 1764.09 |  |  | Transit from Offshore to Port 2 | Vessel 2 | Transit | 2.6667 | 4400 | 580.96 | 4980.96 |  | Transit from High Latitude to Port 3 | Vessel 3 | Transit | 4.6 | 6200.4167 | 1000.04 | 7200.4567
|  | Vessel demobilization from Port 1 to Stage 1 | Vessel 1 | Mob/Demob | 0.77778 | 1283.3333 | 63.7 | 1347.0333 |  |  | Vessel demobilization from Port 2 to Stage 2 | Vessel 2 | Mob/Demob | 0.77778 | 1283.3333 | 63.7 | 1347.0333 |  | Vessel demobilization from Port 3 to Stage 3 | Vessel 3 | Mob/Demob | 0 | 0 | 0 | 0
|  | Operational contingency | Vessel 1 | Standby | - | - | - | 1462.7617 |  |  | Operational contingency | Vessel 2 | Standby | - | - | - | 2106.1357 |  | Operational contingency | Vessel 3 | Standby | - | - | - | 2144.4838
[7 empty] | Remote Monitoring Total | 16090.3783 | [7 empty] | Remote Monitoring Total | 23167.4923 | [6 empty] | Remote Monitoring Total | 23589.3222
| Additional Installation (Optional, add to sum if used) | Operational Detail | Vessel Used | Vessel Status | # of hours | Vessel Cost ($) | Labor Cost ($) | Operation Subotal Cost ($) |  | Additional Installation (Optional, add to sum if used) | Operational Detail | Vessel Used | Vessel Status | # of hours | Vessel Cost ($) | Labor Cost ($) | Operation Subotal Cost ($) | Additional Installation (Optional, add to sum if used) | Operational Detail | Vessel Used | Vessel Status | # of hours | Vessel Cost ($) | Labor Cost ($) | Operation Subotal Cost ($)
|  | Vessel mobilization from Stage 1 to Port 1 | Vessel 1 | Mob/demob | 0.77778 | 1283.3333 | 63.7 | 1347.0333 |  |  | Vessel mobilization from Stage 2 to Port 2 | Vessel 2 | Mob/demob | 0.77778 | 1283.3333 | 63.7 | 1347.0333 |  | Vessel mobilization from Stage 3 to Port 3 | Vessel 3 | Mob/demob | 0 | 0 | 0 | 0
|  | Transit from Port 1 to Nearshore | Vessel 1 | Transit | 0.94444 | 1558.3333 | 205.7567 | 1764.09 |  |  | Transit from Port 2 to Offshore | Vessel 2 | Transit | 2.6667 | 4400 | 580.96 | 4980.96 |  | Transit from Port 3 to High Latitude | Vessel 3 | Transit | 4.6 | 6200.4167 | 1000.04 | 7200.4567
|  | Installation | Vessel 1 | Install ops | 0 | 0 | 0 | 0 |  |  | Installation | Vessel 2 | Install ops | 0 | 0 | 0 | 0 |  | Installation | Vessel 3 | Install ops | 0 | 0 | 0 | 0
|  | Transit from Nearshore to Port 1 | Vessel 1 | Transit | 0.94444 | 1558.3333 | 205.7567 | 1764.09 |  |  | Transit from Offshore to Port 2 | Vessel 2 | Transit | 2.6667 | 4400 | 580.96 | 4980.96 |  | Transit from High Latitude to Port 3 | Vessel 3 | Transit | 4.6 | 6200.4167 | 1000.04 | 7200.4567
|  | Vessel demobilization from Port 1 to Stage 1 | Vessel 1 | Mob/demob | 0.77778 | 1283.3333 | 63.7 | 1347.0333 |  |  | Vessel demobilization from Port 2 to Stage 2 | Vessel 2 | Mob/demob | 0.77778 | 1283.3333 | 63.7 | 1347.0333 |  | Vessel demobilization from Port 3 to Stage 3 | Vessel 3 | Mob/demob | 0 | 0 | 0 | 0
|  | Operational contingency | Vessel 1 | Standby | - | - | - | 622.2247 |  |  | Operational contingency | Vessel 2 | Standby | - | - | - | 1265.5987 |  | Operational contingency | Vessel 3 | Standby | - | - | - | 1440.0913
[7 empty] | Additional Install 1 Total | 0 | [7 empty] | Additional Install 1 Total | 0 | [6 empty] | Additional Install 1 Total | 0
| One Time Costs | Category | Cost ($) | [6 empty] | One Time Costs | Category | Cost ($) | [5 empty] | One Time Costs | Category | Cost ($)
|  | Port of New Bedford docking fees (1 day) | 258 | [7 empty] | Port of New Bedford docking fees (1 day) | 258 | [6 empty] | Port of Homer docking fees (1 day) | 258
|  | Permitting & leasing fees (Mass. state waters) | 2267.25 | [7 empty] | Permitting & leasing fees (Mass. federal waters) | 1267.25 | [6 empty] | Permitting & leasing fees (AK. state waters) | 1650
|  | Solar Buoy shipping | 0 | [7 empty] | Solar Buoy shipping | 5799 | [6 empty] | Solar Buoy shipping | 5799
|  | Monitoring station shipping | 0 | [7 empty] | Monitoring station shipping | 6794 | [6 empty] | Monitoring station shipping | 6794
|  | AUV shipping | 0 | [7 empty] | AUV shipping | 724.02 | [6 empty] | AUV shipping | 724.02
|  | One Time Costs Total | 2525.25 | [7 empty] | One Time Costs Total | 14842.27 | [6 empty] | One Time Costs Total | 15225.02
Outputs | Solar Buoy (single device) |  |  | Solar Buoy (single device)
| Total Installation Costs (excluding end-use costs) |  |  | Total Installation Costs (including end-use costs)
| Scenario | Cost |  | Scenario | Cost
| Remote Monitoring, Nearshore | 18615.6283 |  | Remote Monitoring, Nearshore | 34706.0067
| Remote Monitoring, Far Offshore | 30491.7423 |  | Remote Monitoring, Far Offshore | 54654.2347
| Remote Monitoring, High Latitude | 31296.3222 |  | Remote Monitoring, High Latitude | 61679.6443
| AUV, Nearshore | 18615.6283 |  | AUV, Nearshore | 40869.9447
| AUV, Far Offshore | 30491.7423 |  | AUV, Far Offshore | 60547.1927
| AUV, High Latitude | 31296.3222 |  | AUV, High Latitude | 60775.2093

## 2. Solar O&M
Inputs | Location Information |  |  |  |  | Vessel Information
| Parameter | Nearshore | Far Offshore | High Latitude |  |  | Vessel 1 (Location 2) | Vessel 2 (Location 2) | Vessel 3 (Location 3)
| Location Coordinates | 41.2354° N, 71.0237° W | 40.9334° N, 70.7985° W | 59.0605° N, 152.0117° W |  | Cruising Boat Speed (knots) | 18 | 18 | 10 | Note: The "Location Information", "Vessel Information" and "Labor Information" input tables are repeated from the MADWEC Installation tab. The input tables are linked to the MADWEC Installation tab so the user only needs to input the information once. If the user wants to override this, unprotect the tab and unlock the cells you wish to write over.
| Location Description | Massachusetts State Waters | Massachusetts Federal Waters | Alaska State Waters |  | Fuel Cost ($/hr) | 400 | 400 | 400
| Stage Coordinates | 41.5242° N, 70.6712° W | 41.5242° N, 70.6712° W | 59.6371° N, 151.4522° W |  | Vessel Rental Rate ($/day) | 15000 | 15000 | 11375
| Stage Description | WHOI | WHOI | City of Homer Port |  | Vessel Rental Rate ($/hr) | 1250 | 1250 | 947.9167
| Distance from Stage to Port (nm) | 14 | 14 | 0 |  | Stage Location | Woods Hole, MA | Wood's Hole, MA | Homer, AK
| Vessel Supplier | WHOI | WHOI | USFWS |  | Length (ft) | 60 | 60 | 120
| Port Coordinates | 41.6362° N, 70.9342° W | 41.6362° N, 70.9342° W | 59.6371° N, 151.4522° W |  | Beam (ft) | 17 | 17 | 33
| Port Description | New Bedford Harbor | New Bedford Harbor | City of Homer Port |  | Draft (ft) | 5 | 5 | 11.5
| Distance from Port to Location (nm) | 17 | 48 | 46 |  | Max lift (lbs) | 4600 | 4600 | 2000
[6 empty] | Supplier | Woods Hole Oceanographic Institution | Woods Hole Oceanographic Institution | USFWS
| Other Inputs |  |  |  |  | Link | WHOI | WHOI | USFWS
| Input | Value | Unit
| Time for on-site maintenance (offshore) | 4 | hours |  |  | Labor Information
| Time for device removal (onshore) | 1 | hours |  |  | Job Title | Number of Personnel | Hourly Rate ($)
| Time for off-site maintenance (onshore) | 16 | hours |  |  | Engineer (North East) | 1 | 45.32
| Time for device replacement (onshore) | 2 | hours |  |  | Technician (North East) | 2 | 45.32
| Operational contingency | 0.1 | keep as decimal |  |  | Vessel Captain (North East) | 1 | 40.95
| Time for testing standby (offshore/onshore) | 1 | hours |  |  | Vessel Crew (North East) | 1 | 40.95
[6 empty] | Engineer (Alaska) | 1 | 46.22
| Frequency of Maintenance |  |  |  |  | Technician (Alaska) | 2 | 46.22
| Type of Maintenance | Frequency (per year)* |  |  |  | Vessel Captain (Alaska) | 1 | 39.37
| Offshore (Solar Buoy) | 4 |  |  |  | Vessel Crew (Alaska) | 1 | 39.37
| Onshore (Solar Buoy) | 2
| Offshore (AUV) | 4
| Onshore (AUV) | 2
| Offshore (Remote Monitoring) | 4
| Onshore (Remote Monitoring) | 2
*assumes overlap between occurances
Calculations | Nearshore Calculations | [8 empty] | Far Offshore Calculations | [7 empty] | High Latitude Calculations
| Offshore Maintenance | Operational Detail | Vessel Used | Vessel Status | # of hours | Vessel Cost ($) | Labor Cost ($) | Operation Subotal Cost ($) |  | Offshore Maintenance | Operational Detail | Vessel Used | Vessel Status | # of days | Vessel Cost ($) | Labor Cost ($) | Operation Subotal Cost ($) | Offshore Maintenance | Operational Detail | Vessel Used | Vessel Status | # of hours | Vessel Cost ($) | Labor Cost ($) | Operation Subotal Cost ($)
|  | Vessel mobilization from Stage 1 to Port 1 | Vessel 1 | Mob/demob | 0.77778 | 1283.3333 | 63.7 | 1347.0333 |  |  | Vessel mobilization from Stage 2 to Port 2 | Vessel 2 | Mob/demob | 0.77778 | 1283.3333 | 63.7 | 1347.0333 |  | Vessel mobilization from Stage 3 to Port 3 | Vessel 3 | Mob/demob | 0 | 0 | 0 | 0
|  | Transit from Port 1 to Nearshore | Vessel 1 | Transit | 0.94444 | 1558.3333 | 205.7567 | 1764.09 |  |  | Transit from Port 2 to Nearshore | Vessel 2 | Transit | 2.6667 | 4400 | 580.96 | 4980.96 |  | Transit from Port 3 to High Latitude | Vessel 3 | Transit | 4.6 | 6200.4167 | 416.944 | 6617.3607
|  | On-site working | Vessel 1 | Install ops | 4 | 6600 | 871.44 | 7471.44 |  |  | On-site working | Vessel 2 | Install ops | 4 | 6600 | 871.44 | 7471.44 |  | On-site working | Vessel 3 | Install ops | 4 | 5391.6667 | 362.56 | 5754.2267
|  | Transit from Nearshore to Port 1 | Vessel 1 | Transit | 0.94444 | 1558.3333 | 205.7567 | 1764.09 |  |  | Transit from Nearshore to Port 2 | Vessel 2 | Transit | 2.6667 | 4400 | 580.96 | 4980.96 |  | Transit from High Latitude to Port 3 | Vessel 3 | Transit | 4.6 | 6200.4167 | 416.944 | 6617.3607
|  | Vessel demobilization from Port 1 to Stage 1 | Vessel 1 | Mob/demob | 0.77778 | 1283.3333 | 63.7 | 1347.0333 |  |  | Vessel demobilization from Port 2 to Stage 2 | Vessel 2 | Mob/demob | 0.77778 | 1283.3333 | 63.7 | 1347.0333 |  | Vessel demobilization from Port 3 to Stage 3 | Vessel 3 | Mob/demob | 0 | 0 | 0 | 0
|  | Operational contingency | Vessel 1 | Standby | - | - | - | 1369.3687 |  |  | Operational contingency | Vessel 2 | Standby | - | - | - | 2012.7427 |  | Operational contingency | Vessel 3 | Standby | - | - | - | 1898.8948
[6 empty] | Single Offshore Maintenance Cost |  | 15063.0553 | [7 empty] | Single Offshore Maintenance Cost | 22140.1693 | [6 empty] | Single Offshore Maintenance Cost | 20887.8428
| Onshore Maintenance | Operational Detail | Vessel Used | Vessel Status | # of hours | Vessel Cost ($) | Labor Cost ($) | Operation Subotal Cost ($) |  | Onshore Maintenance | Operational Detail | Vessel Used | Vessel Status | # of days | Vessel Cost ($) | Labor Cost ($) | Operation Subotal Cost ($) | Onshore Maintenance | Operational Detail | Vessel Used | Vessel Status | # of hours | Vessel Cost ($) | Labor Cost ($) | Operation Subotal Cost ($)
|  | Vessel mobilization from Stage 1 to Port 1 | Vessel 1 | Mob/demob | 0.77778 | 1283.3333 | 63.7 | 1347.0333 |  |  | Vessel mobilization from Stage 2 to Port 2 | Vessel 2 | Mob/demob | 0.77778 | 1283.3333 | 63.7 | 1347.0333 |  | Vessel mobilization from Stage 3 to Port 3 | Vessel 3 | Mob/demob | 0 | 0 | 0 | 0
|  | Transit from Port 1 to Nearshore | Vessel 1 | Transit | 0.94444 | 1558.3333 | 205.7567 | 1764.09 |  |  | Transit from Port 2 to Nearshore | Vessel 2 | Transit | 2.6667 | 4400 | 580.96 | 4980.96 |  | Transit from Port 3 to High Latitude | Vessel 3 | Transit | 2.5556 | 3444.6759 | 555.5778 | 4000.2537
|  | On-site working/removing device | Vessel 1 | Install ops | 1 | 1650 | 217.86 | 1867.86 |  |  | On-site working/removing device | Vessel 2 | Install ops | 1 | 1650 | 217.86 | 1867.86 |  | On-site working/removing device | Vessel 3 | Install ops | 1 | 1347.9167 | 217.4 | 1565.3167
|  | Transit from Nearshore to Port 1 | Vessel 1 | Transit | 0.94444 | 1558.3333 | 205.7567 | 1764.09 |  |  | Transit from Nearshore to Port 2 | Vessel 2 | Transit | 2.6667 | 4400 | 580.96 | 4980.96 |  | Transit from High Latitude to Port 3 | Vessel 3 | Transit | 2.5556 | 3444.6759 | 555.5778 | 4000.2537
|  | Off-site working on device | Vessel 1 | Standby | 16 | 0 | 2175.36 | 2175.36 |  |  | Off-site working on device | Vessel 2 | Standby | 16 | 0 | 2175.36 | 2175.36 |  | Off-site working on device | Vessel 3 | Standby | 16 | 0 | 2218.56 | 2218.56
|  | Transit from Port 1 to Nearshore | Vessel 1 | Transit | 0.94444 | 1558.3333 | 205.7567 | 1764.09 |  |  | Transit from Port 2 to Nearshore | Vessel 2 | Transit | 2.6667 | 4400 | 580.96 | 4980.96 |  | Transit from Port 3 to High Latitude | Vessel 3 | Transit | 2.5556 | 3444.6759 | 555.5778 | 4000.2537
|  | On-site working/replacing device | Vessel 1 | Install ops | 2 | 3300 | 435.72 | 3735.72 |  |  | On-site working/replacing device | Vessel 2 | Install ops | 2 | 3300 | 435.72 | 3735.72 |  | On-site working/replacing device | Vessel 3 | Install ops | 2 | 2695.8333 | 434.8 | 3130.6333
|  | Transit from Nearshore to Port 1 | Vessel 1 | Transit | 0.94444 | 1558.3333 | 205.7567 | 1764.09 |  |  | Transit from Nearshore to Port 2 | Vessel 2 | Transit | 2.6667 | 4400 | 580.96 | 4980.96 |  | Transit from High Latitude to Port 3 | Vessel 3 | Transit | 2.5556 | 3444.6759 | 231.6356 | 3676.3115
|  | Vessel demobilization from Port 1 to Stage 1 | Vessel 1 | Mob/demob | 0.77778 | 1283.3333 | 63.7 | 1347.0333 |  |  | Vessel demobilization from Port 2 to Stage 2 | Vessel 2 | Mob/demob | 0.77778 | 1283.3333 | 63.7 | 1347.0333 |  | Vessel demobilization from Port 3 to Stage 3 | Vessel 3 | Mob/demob | 0 | 0 | 0 | 0
|  | Operational contingency | Vessel 1 | Standby | - | - | - | 1752.9367 |  |  | Operational contingency | Vessel 2 | Standby | - | - | - | 3039.6847 |  | Operational contingency | Vessel 3 | Standby | - | - | - | 2259.1583
[6 empty] | Single Onshore Maintenance Cost |  | 19282.3033 | [7 empty] | Single Onshore Maintenance Cost | 33436.5313 | [6 empty] | Single Onshore Maintenance Cost | 24850.7409
Outputs | Solar Buoy (single device)
Total O&M Costs
| Scenario | Cost
| Remote Monitoring, Nearshore | 98816.828
| Remote Monitoring, Far Offshore | 155433.74
| Remote Monitoring, High Latitude | 133252.8529
| AUV, Nearshore | 98816.828
| AUV, Far Offshore | 155433.74
| AUV, High Latitude | 133252.8529

## 2. Solar Power
Inputs | Scenario Information | [9 empty] | Solar Buoy Configurations | [5 empty] | Note:
| Scenario |  |  |  | No. of Devices | Solar Buoy Configuration | Notes |  |  |  | Configuration | Solar Panel Wattage (W) | No. of Solar Panels | No. of Batteries | Total Cost |  | For the MADWEC and battery scenarios, the user can simply scale the power output by increasing the number of devices used in an array. The solar buoy scenario has slightly more inputs because the solar buoys are made scecific to the users needs and location. In this case, two different solar buoy configuratiosn are provided, one with 4 solar panels and one with six solar panels. These two configurations are given to avoid over-sizing the array when applicable. The Scenario Infprmation input table allows the user to choose which solar buoy configuration to use, and also the number of solar buoys (of that configuration) to choose. The Performance Ratio (PR) input in the Solar Panel Information table reprsents the external losses that might occur on the solar panels, such as shadowing and icing. Typical values range between 0.5-0.75.
| Remote Monitoring, Nearshore |  |  |  | 1 | 1 | One 4-paneled buoy |  |  |  | 1 | 160 | 4 | 6 | 113760
| Remote Monitoring, Far Offshore |  |  |  | 1 | 1 | One 4-paneled buoy |  |  |  | 2 | 160 | 6 | 6 | 115620
| Remote Monitoring, High Latitude |  |  |  | 1 | 2 | One 6-paneled buoy
| AUV, Nearshore |  |  |  | 2 | 1 | Two 4-paneled buoys
| AUV, Far Offshore |  |  |  | 2 | 1 | Two 4-paneled buoys
| AUV, High Latitude |  |  |  | 3 | 1 | Three 4-paneled buoys
Solar Panel Information
| Performance Ratio (PR) |  |  |  | 0.5
| Solar Panel Area (m2) |  |  |  | 0.688
Nearshore - Monthly Average GHI (kW/m2) by Hour
Hour of Day
| Month of Year |  | 0 | 1 | 2 | 3 | 4 | 5 | 6 | 7 | 8 | 9 | 10 | 11 | 12 | 13 | 14 | 15 | 16 | 17 | 18 | 19 | 20 | 21 | 22 | 23
|  | 1 | 0 | 0 | 0 | 0 | 0 | 0 | 0 | 0.020581 | 0.10316 | 0.23697 | 0.31268 | 0.34661 | 0.33352 | 0.28113 | 0.192 | 0.089903 | 0.0092258 | 0 | 0 | 0 | 0 | 0 | 0 | 0
|  | 2 | 0 | 0 | 0 | 0 | 0 | 0 | 0.00017857 | 0.060786 | 0.17275 | 0.28807 | 0.39314 | 0.42611 | 0.40468 | 0.35975 | 0.27864 | 0.18814 | 0.064321 | 0 | 0 | 0 | 0 | 0 | 0 | 0
|  | 3 | 0 | 0 | 0 | 0 | 0 | 0 | 0.053548 | 0.17948 | 0.31645 | 0.46119 | 0.53455 | 0.54158 | 0.51484 | 0.51058 | 0.42974 | 0.29381 | 0.13745 | 0.024419 | 0 | 0 | 0 | 0 | 0 | 0
|  | 4 | 0 | 0 | 0 | 0 | 0 | 0.0324 | 0.13277 | 0.26927 | 0.40823 | 0.5413 | 0.6562 | 0.68163 | 0.6104 | 0.5689 | 0.44323 | 0.29127 | 0.17943 | 0.072667 | 0.00063333 | 0 | 0 | 0 | 0 | 0
|  | 5 | 0 | 0 | 0 | 0 | 0.0027419 | 0.080065 | 0.20865 | 0.33265 | 0.47455 | 0.58619 | 0.67223 | 0.70216 | 0.68874 | 0.6091 | 0.51423 | 0.40342 | 0.26074 | 0.11506 | 0.024419 | 0 | 0 | 0 | 0 | 0
|  | 6 | 0 | 0 | 0 | 0 | 0.0137 | 0.11433 | 0.23677 | 0.33903 | 0.48497 | 0.60503 | 0.6836 | 0.7394 | 0.74327 | 0.66957 | 0.57803 | 0.4607 | 0.31587 | 0.15607 | 0.0567 | 0 | 0 | 0 | 0 | 0
|  | 7 | 0 | 0 | 0 | 0 | 0.0034839 | 0.088032 | 0.22126 | 0.38981 | 0.49487 | 0.61135 | 0.71732 | 0.72039 | 0.74403 | 0.71148 | 0.61645 | 0.46948 | 0.30974 | 0.16761 | 0.051677 | 0 | 0 | 0 | 0 | 0
|  | 8 | 0 | 0 | 0 | 0 | 0 | 0.041645 | 0.16916 | 0.32752 | 0.47023 | 0.58452 | 0.67603 | 0.71274 | 0.71565 | 0.68068 | 0.54168 | 0.42313 | 0.24535 | 0.10545 | 0.0092903 | 0 | 0 | 0 | 0 | 0
|  | 9 | 0 | 0 | 0 | 0 | 0 | 0.0065 | 0.10523 | 0.22423 | 0.3697 | 0.49877 | 0.57067 | 0.62593 | 0.59287 | 0.53813 | 0.43293 | 0.3065 | 0.15263 | 0.0293 | 0 | 0 | 0 | 0 | 0 | 0
|  | 10 | 0 | 0 | 0 | 0 | 0 | 0 | 0.041419 | 0.15803 | 0.28935 | 0.41465 | 0.48229 | 0.51168 | 0.46687 | 0.39419 | 0.2981 | 0.16487 | 0.039 | 0 | 0 | 0 | 0 | 0 | 0 | 0
|  | 11 | 0 | 0 | 0 | 0 | 0 | 0 | 0.0023333 | 0.0822 | 0.1862 | 0.28133 | 0.33163 | 0.36697 | 0.34647 | 0.26997 | 0.17673 | 0.079433 | 0.00046667 | 0 | 0 | 0 | 0 | 0 | 0 | 0
|  | 12 | 0 | 0 | 0 | 0 | 0 | 0 | 0 | 0.022645 | 0.10074 | 0.17458 | 0.23323 | 0.27929 | 0.25494 | 0.21281 | 0.13919 | 0.052645 | 0 | 0 | 0 | 0 | 0 | 0 | 0 | 0
Offshore - Monthly Average GHI (kW/m2) by Hour
Hour of Day
| Month of Year |  | 0 | 1 | 2 | 3 | 4 | 5 | 6 | 7 | 8 | 9 | 10 | 11 | 12 | 13 | 14 | 15 | 16 | 17 | 18 | 19 | 20 | 21 | 22 | 23
|  | 1 | 0 | 0 | 0 | 0 | 0 | 0 | 0 | 0.029065 | 0.12219 | 0.22865 | 0.30097 | 0.339 | 0.3191 | 0.27358 | 0.19768 | 0.097129 | 0.010355 | 0 | 0 | 0 | 0 | 0 | 0 | 0
|  | 2 | 0 | 0 | 0 | 0 | 0 | 0 | 0.00078571 | 0.068571 | 0.189 | 0.29911 | 0.38257 | 0.42218 | 0.42211 | 0.38046 | 0.30968 | 0.19021 | 0.06375 | 0 | 0 | 0 | 0 | 0 | 0 | 0
|  | 3 | 0 | 0 | 0 | 0 | 0 | 0 | 0.05429 | 0.16055 | 0.27194 | 0.40571 | 0.5129 | 0.56448 | 0.55594 | 0.48561 | 0.38642 | 0.27748 | 0.13861 | 0.025968 | 0 | 0 | 0 | 0 | 0 | 0
|  | 4 | 0 | 0 | 0 | 0 | 0 | 0.028767 | 0.12757 | 0.26173 | 0.42947 | 0.58603 | 0.6955 | 0.71207 | 0.69517 | 0.63923 | 0.51037 | 0.36647 | 0.21717 | 0.0814 | 0.0007 | 0 | 0 | 0 | 0 | 0
|  | 5 | 0 | 0 | 0 | 0 | 0.0033226 | 0.07571 | 0.21181 | 0.34732 | 0.48387 | 0.60523 | 0.68419 | 0.71345 | 0.70645 | 0.62084 | 0.52494 | 0.42797 | 0.26587 | 0.12571 | 0.025161 | 0 | 0 | 0 | 0 | 0
|  | 6 | 0 | 0 | 0 | 0 | 0.0135 | 0.1106 | 0.24673 | 0.36253 | 0.4877 | 0.6053 | 0.7072 | 0.7561 | 0.73193 | 0.67937 | 0.6025 | 0.461 | 0.32553 | 0.17567 | 0.055433 | 0 | 0 | 0 | 0 | 0
|  | 7 | 0 | 0 | 0 | 0 | 0.0027097 | 0.087323 | 0.21577 | 0.37984 | 0.55503 | 0.66242 | 0.75806 | 0.80377 | 0.76932 | 0.69735 | 0.61529 | 0.46306 | 0.33929 | 0.18294 | 0.049548 | 0 | 0 | 0 | 0 | 0
|  | 8 | 0 | 0 | 0 | 0 | 0 | 0.047677 | 0.18561 | 0.3339 | 0.46826 | 0.58432 | 0.64716 | 0.70519 | 0.69616 | 0.66232 | 0.57113 | 0.42955 | 0.27819 | 0.11194 | 0.011581 | 0 | 0 | 0 | 0 | 0
|  | 9 | 0 | 0 | 0 | 0 | 0 | 0.0058333 | 0.1241 | 0.24417 | 0.409 | 0.52907 | 0.60563 | 0.65877 | 0.63553 | 0.58197 | 0.4404 | 0.30313 | 0.15227 | 0.0302 | 0 | 0 | 0 | 0 | 0 | 0
|  | 10 | 0 | 0 | 0 | 0 | 0 | 0 | 0.047387 | 0.15371 | 0.26535 | 0.3679 | 0.44203 | 0.445 | 0.45871 | 0.376 | 0.26297 | 0.16442 | 0.047484 | 0 | 0 | 0 | 0 | 0 | 0 | 0
|  | 11 | 0 | 0 | 0 | 0 | 0 | 0 | 0.0027667 | 0.0875 | 0.19273 | 0.28533 | 0.34563 | 0.37607 | 0.33943 | 0.28023 | 0.19343 | 0.079933 | 0.0005 | 0 | 0 | 0 | 0 | 0 | 0 | 0
|  | 12 | 0 | 0 | 0 | 0 | 0 | 0 | 0 | 0.027161 | 0.12139 | 0.18968 | 0.25335 | 0.27971 | 0.27271 | 0.22045 | 0.13068 | 0.046742 | 0 | 0 | 0 | 0 | 0 | 0 | 0 | 0
High Latitude - Monthly Average GHI (kW/m2) by Hour
Hour of Day
| Month of Year |  | 0 | 1 | 2 | 3 | 4 | 5 | 6 | 7 | 8 | 9 | 10 | 11 | 12 | 13 | 14 | 15 | 16 | 17 | 18 | 19 | 20 | 21 | 22 | 23
|  | 1 | 0 | 0 | 0 | 0 | 0 | 0 | 0 | 0 | 0 | 0 | 0.023226 | 0.044387 | 0.054355 | 0.063516 | 0.056161 | 0.04471 | 0.0099355 | 0 | 0 | 0 | 0 | 0 | 0 | 0
|  | 2 | 0 | 0 | 0 | 0 | 0 | 0 | 0 | 0 | 0.0011071 | 0.020357 | 0.058393 | 0.08625 | 0.10332 | 0.13718 | 0.12918 | 0.097464 | 0.07425 | 0.021143 | 0 | 0 | 0 | 0 | 0 | 0
|  | 3 | 0 | 0 | 0 | 0 | 0 | 0 | 0 | 0.010871 | 0.052097 | 0.11639 | 0.17829 | 0.21606 | 0.2489 | 0.29652 | 0.27594 | 0.23055 | 0.1861 | 0.1059 | 0.037161 | 0.0015161 | 0 | 0 | 0 | 0
|  | 4 | 0 | 0 | 0 | 0 | 0 | 0.00023333 | 0.026467 | 0.093867 | 0.16527 | 0.2556 | 0.34503 | 0.40203 | 0.3897 | 0.3967 | 0.39227 | 0.34017 | 0.2927 | 0.23103 | 0.11883 | 0.040933 | 0.0033667 | 0 | 0 | 0
|  | 5 | 0 | 0 | 0 | 0 | 0.00067742 | 0.024065 | 0.093871 | 0.17948 | 0.28329 | 0.38832 | 0.46439 | 0.52845 | 0.58229 | 0.59645 | 0.55226 | 0.49781 | 0.39977 | 0.32716 | 0.2221 | 0.12116 | 0.042581 | 0.0026452 | 0 | 0
|  | 6 | 0 | 0 | 0 | 0 | 0.0094333 | 0.0438 | 0.10423 | 0.19213 | 0.28413 | 0.36167 | 0.417 | 0.49653 | 0.56443 | 0.5805 | 0.57027 | 0.55113 | 0.47423 | 0.39303 | 0.28663 | 0.13463 | 0.066467 | 0.022167 | 0 | 0
|  | 7 | 0 | 0 | 0 | 0 | 0.0017419 | 0.025355 | 0.073387 | 0.13674 | 0.20665 | 0.31032 | 0.37152 | 0.40255 | 0.46742 | 0.47065 | 0.44287 | 0.39084 | 0.34381 | 0.30177 | 0.21142 | 0.12742 | 0.058226 | 0.011452 | 0 | 0
|  | 8 | 0 | 0 | 0 | 0 | 0 | 0.0025484 | 0.027742 | 0.081065 | 0.18887 | 0.27839 | 0.34426 | 0.39619 | 0.43552 | 0.45623 | 0.43555 | 0.38168 | 0.32332 | 0.24839 | 0.12161 | 0.050903 | 0.013194 | 0 | 0 | 0
|  | 9 | 0 | 0 | 0 | 0 | 0 | 0 | 0.00093333 | 0.025767 | 0.071867 | 0.16323 | 0.23033 | 0.2793 | 0.31197 | 0.31813 | 0.29423 | 0.25003 | 0.19757 | 0.1287 | 0.047333 | 0.0055333 | 0 | 0 | 0 | 0
|  | 10 | 0 | 0 | 0 | 0 | 0 | 0 | 0 | 0.00058065 | 0.022871 | 0.067677 | 0.1131 | 0.14277 | 0.17855 | 0.16494 | 0.13626 | 0.10897 | 0.068226 | 0.011387 | 0.00019355 | 0 | 0 | 0 | 0 | 0
|  | 11 | 0 | 0 | 0 | 0 | 0 | 0 | 0 | 0 | 0 | 0.014833 | 0.033633 | 0.055633 | 0.073533 | 0.073167 | 0.0598 | 0.044167 | 0.0082667 | 0 | 0 | 0 | 0 | 0 | 0 | 0
|  | 12 | 0 | 0 | 0 | 0 | 0 | 0 | 0 | 0 | 0 | 0 | 0.012323 | 0.030323 | 0.037548 | 0.040355 | 0.033968 | 0.016032 | 0 | 0 | 0 | 0 | 0 | 0 | 0 | 0
Calculations | r (solar panel yield) |  | 2: 0.23256
AEP - Single Solar Panel
Nearshore - Hourly Energy Production, by month (kW)
| Hour of Day | [25 empty] | Daily Energy Production (kWh) | Days per Month | Monthly Energy Production (kWh)
| Month of Year |  | 0 | 1 | 2 | 3 | 4 | 5 | 6 | 7 | 8 | 9 | 10 | 11 | 12 | 13 | 14 | 15 | 16 | 17 | 18 | 19 | 20 | 21 | 22 | 23
|  | 1 | 0 | 0 | 0 | 0 | 0 | 0 | 0 | 0.0016465 | 0.0082529 | 0.018957 | 0.025014 | 0.027729 | 0.026681 | 0.02249 | 0.01536 | 0.0071923 | 0.00073806 | 0 | 0 | 0 | 0 | 0 | 0 | 0 | 0.15406 | 31 | 4.7759
|  | 2 | 0 | 0 | 0 | 0 | 0 | 0 | 1.4286e-05 | 0.0048629 | 0.01382 | 0.023046 | 0.031451 | 0.034089 | 0.032374 | 0.02878 | 0.022291 | 0.015051 | 0.0051457 | 0 | 0 | 0 | 0 | 0 | 0 | 0 | 0.21093 | 28 | 5.9059
|  | 3 | 0 | 0 | 0 | 0 | 0 | 0 | 0.0042839 | 0.014359 | 0.025316 | 0.036895 | 0.042764 | 0.043326 | 0.041187 | 0.040846 | 0.034379 | 0.023505 | 0.010996 | 0.0019535 | 0 | 0 | 0 | 0 | 0 | 0 | 0.31981 | 31 | 9.9142
|  | 4 | 0 | 0 | 0 | 0 | 0 | 0.002592 | 0.010621 | 0.021541 | 0.032659 | 0.043304 | 0.052496 | 0.054531 | 0.048832 | 0.045512 | 0.035459 | 0.023301 | 0.014355 | 0.0058133 | 5.0667e-05 | 0 | 0 | 0 | 0 | 0 | 0.39107 | 30 | 11.732
|  | 5 | 0 | 0 | 0 | 0 | 0.00021935 | 0.0064052 | 0.016692 | 0.026612 | 0.037964 | 0.046895 | 0.053778 | 0.056173 | 0.055099 | 0.048728 | 0.041138 | 0.032274 | 0.020859 | 0.0092052 | 0.0019535 | 0 | 0 | 0 | 0 | 0 | 0.45399 | 31 | 14.0738
|  | 6 | 0 | 0 | 0 | 0 | 0.001096 | 0.0091467 | 0.018941 | 0.027123 | 0.038797 | 0.048403 | 0.054688 | 0.059152 | 0.059461 | 0.053565 | 0.046243 | 0.036856 | 0.025269 | 0.012485 | 0.004536 | 0 | 0 | 0 | 0 | 0 | 0.49576 | 30 | 14.8729
|  | 7 | 0 | 0 | 0 | 0 | 0.00027871 | 0.0070426 | 0.017701 | 0.031185 | 0.03959 | 0.048908 | 0.057386 | 0.057631 | 0.059523 | 0.056919 | 0.049316 | 0.037559 | 0.024779 | 0.013409 | 0.0041342 | 0 | 0 | 0 | 0 | 0 | 0.50536 | 31 | 15.6662
|  | 8 | 0 | 0 | 0 | 0 | 0 | 0.0033316 | 0.013533 | 0.026201 | 0.037618 | 0.046761 | 0.054083 | 0.057019 | 0.057252 | 0.054454 | 0.043334 | 0.03385 | 0.019628 | 0.0084361 | 0.00074323 | 0 | 0 | 0 | 0 | 0 | 0.45625 | 31 | 14.1436
|  | 9 | 0 | 0 | 0 | 0 | 0 | 0.00052 | 0.0084187 | 0.017939 | 0.029576 | 0.039901 | 0.045653 | 0.050075 | 0.047429 | 0.043051 | 0.034635 | 0.02452 | 0.012211 | 0.002344 | 0 | 0 | 0 | 0 | 0 | 0 | 0.35627 | 30 | 10.6882
|  | 10 | 0 | 0 | 0 | 0 | 0 | 0 | 0.0033135 | 0.012643 | 0.023148 | 0.033172 | 0.038583 | 0.040934 | 0.03735 | 0.031535 | 0.023848 | 0.01319 | 0.00312 | 0 | 0 | 0 | 0 | 0 | 0 | 0 | 0.26084 | 31 | 8.0859
|  | 11 | 0 | 0 | 0 | 0 | 0 | 0 | 0.00018667 | 0.006576 | 0.014896 | 0.022507 | 0.026531 | 0.029357 | 0.027717 | 0.021597 | 0.014139 | 0.0063547 | 3.7333e-05 | 0 | 0 | 0 | 0 | 0 | 0 | 0 | 0.1699 | 30 | 5.097
|  | 12 | 0 | 0 | 0 | 0 | 0 | 0 | 0 | 0.0018116 | 0.0080594 | 0.013966 | 0.018658 | 0.022343 | 0.020395 | 0.017025 | 0.011135 | 0.0042116 | 0 | 0 | 0 | 0 | 0 | 0 | 0 | 0 | 0.11761 | 31 | 3.6458
[27 empty] | Annual Energy Production (kWh) |  | 118.6013
AEP - Single Solar Panel
Far Offshore - Hourly Energy Production, by month (kW)
| Hour of Day | [25 empty] | Daily Energy Production (kWh) | Days per Month | Monthly Energy Production (kWh)
| Month of Year |  | 0 | 1 | 2 | 3 | 4 | 5 | 6 | 7 | 8 | 9 | 10 | 11 | 12 | 13 | 14 | 15 | 16 | 17 | 18 | 19 | 20 | 21 | 22 | 23
|  | 1 | 0 | 0 | 0 | 0 | 0 | 0 | 0 | 0.0023252 | 0.0097755 | 0.018292 | 0.024077 | 0.02712 | 0.025528 | 0.021886 | 0.015814 | 0.0077703 | 0.00082839 | 0 | 0 | 0 | 0 | 0 | 0 | 0 | 0.15342 | 31 | 4.7559
|  | 2 | 0 | 0 | 0 | 0 | 0 | 0 | 6.2857e-05 | 0.0054857 | 0.01512 | 0.023929 | 0.030606 | 0.033774 | 0.033769 | 0.030437 | 0.024774 | 0.015217 | 0.0051 | 0 | 0 | 0 | 0 | 0 | 0 | 0 | 0.21827 | 28 | 6.1117
|  | 3 | 0 | 0 | 0 | 0 | 0 | 0 | 0.0043432 | 0.012844 | 0.021755 | 0.032457 | 0.041032 | 0.045159 | 0.044475 | 0.038849 | 0.030914 | 0.022199 | 0.011089 | 0.0020774 | 0 | 0 | 0 | 0 | 0 | 0 | 0.30719 | 31 | 9.523
|  | 4 | 0 | 0 | 0 | 0 | 0 | 0.0023013 | 0.010205 | 0.020939 | 0.034357 | 0.046883 | 0.05564 | 0.056965 | 0.055613 | 0.051139 | 0.040829 | 0.029317 | 0.017373 | 0.006512 | 5.6e-05 | 0 | 0 | 0 | 0 | 0 | 0.42813 | 30 | 12.8439
|  | 5 | 0 | 0 | 0 | 0 | 0.00026581 | 0.0060568 | 0.016945 | 0.027786 | 0.03871 | 0.048418 | 0.054735 | 0.057076 | 0.056516 | 0.049667 | 0.041995 | 0.034237 | 0.02127 | 0.010057 | 0.0020129 | 0 | 0 | 0 | 0 | 0 | 0.46575 | 31 | 14.4382
|  | 6 | 0 | 0 | 0 | 0 | 0.00108 | 0.008848 | 0.019739 | 0.029003 | 0.039016 | 0.048424 | 0.056576 | 0.060488 | 0.058555 | 0.054349 | 0.0482 | 0.03688 | 0.026043 | 0.014053 | 0.0044347 | 0 | 0 | 0 | 0 | 0 | 0.50569 | 30 | 15.1706
|  | 7 | 0 | 0 | 0 | 0 | 0.00021677 | 0.0069858 | 0.017262 | 0.030387 | 0.044403 | 0.052994 | 0.060645 | 0.064302 | 0.061546 | 0.055788 | 0.049223 | 0.037045 | 0.027143 | 0.014635 | 0.0039639 | 0 | 0 | 0 | 0 | 0 | 0.52654 | 31 | 16.3227
|  | 8 | 0 | 0 | 0 | 0 | 0 | 0.0038142 | 0.014849 | 0.026712 | 0.037461 | 0.046746 | 0.051773 | 0.056415 | 0.055693 | 0.052986 | 0.04569 | 0.034364 | 0.022255 | 0.0089548 | 0.00092645 | 0 | 0 | 0 | 0 | 0 | 0.45864 | 31 | 14.2178
|  | 9 | 0 | 0 | 0 | 0 | 0 | 0.00046667 | 0.009928 | 0.019533 | 0.03272 | 0.042325 | 0.048451 | 0.052701 | 0.050843 | 0.046557 | 0.035232 | 0.024251 | 0.012181 | 0.002416 | 0 | 0 | 0 | 0 | 0 | 0 | 0.37761 | 30 | 11.3282
|  | 10 | 0 | 0 | 0 | 0 | 0 | 0 | 0.003791 | 0.012297 | 0.021228 | 0.029432 | 0.035363 | 0.0356 | 0.036697 | 0.03008 | 0.021037 | 0.013154 | 0.0037987 | 0 | 0 | 0 | 0 | 0 | 0 | 0 | 0.24248 | 31 | 7.5168
|  | 11 | 0 | 0 | 0 | 0 | 0 | 0 | 0.00022133 | 0.007 | 0.015419 | 0.022827 | 0.027651 | 0.030085 | 0.027155 | 0.022419 | 0.015475 | 0.0063947 | 4e-05 | 0 | 0 | 0 | 0 | 0 | 0 | 0 | 0.17469 | 30 | 5.2406
|  | 12 | 0 | 0 | 0 | 0 | 0 | 0 | 0 | 0.0021729 | 0.009711 | 0.015174 | 0.020268 | 0.022377 | 0.021817 | 0.017636 | 0.010454 | 0.0037394 | 0 | 0 | 0 | 0 | 0 | 0 | 0 | 0 | 0.12335 | 31 | 3.8238
[27 empty] | Annual Energy Production (kWh) |  | 121.2932
AEP - Single Solar Panel
High Latitude - Hourly Energy Production, by month (kW)
| Hour of Day | [25 empty] | Daily Energy Production (kWh) | Days per Month | Monthly Energy Production (kWh)
| Month of Year |  | 0 | 1 | 2 | 3 | 4 | 5 | 6 | 7 | 8 | 9 | 10 | 11 | 12 | 13 | 14 | 15 | 16 | 17 | 18 | 19 | 20 | 21 | 22 | 23
|  | 1 | 0 | 0 | 0 | 0 | 0 | 0 | 0 | 0 | 0 | 0 | 0.0018581 | 0.003551 | 0.0043484 | 0.0050813 | 0.0044929 | 0.0035768 | 0.00079484 | 0 | 0 | 0 | 0 | 0 | 0 | 0 | 0.023703 | 31 | 0.7348
|  | 2 | 0 | 0 | 0 | 0 | 0 | 0 | 0 | 0 | 8.8571e-05 | 0.0016286 | 0.0046714 | 0.0069 | 0.0082657 | 0.010974 | 0.010334 | 0.0077971 | 0.00594 | 0.0016914 | 0 | 0 | 0 | 0 | 0 | 0 | 0.058291 | 28 | 1.6322
|  | 3 | 0 | 0 | 0 | 0 | 0 | 0 | 0 | 0.00086968 | 0.0041677 | 0.009311 | 0.014263 | 0.017285 | 0.019912 | 0.023721 | 0.022075 | 0.018444 | 0.014888 | 0.0084723 | 0.0029729 | 0.00012129 | 0 | 0 | 0 | 0 | 0.1565 | 31 | 4.8516
|  | 4 | 0 | 0 | 0 | 0 | 0 | 1.8667e-05 | 0.0021173 | 0.0075093 | 0.013221 | 0.020448 | 0.027603 | 0.032163 | 0.031176 | 0.031736 | 0.031381 | 0.027213 | 0.023416 | 0.018483 | 0.0095067 | 0.0032747 | 0.00026933 | 0 | 0 | 0 | 0.27954 | 30 | 8.3861
|  | 5 | 0 | 0 | 0 | 0 | 5.4194e-05 | 0.0019252 | 0.0075097 | 0.014359 | 0.022663 | 0.031066 | 0.037151 | 0.042276 | 0.046583 | 0.047716 | 0.044181 | 0.039825 | 0.031982 | 0.026173 | 0.017768 | 0.0096929 | 0.0034065 | 0.00021161 | 0 | 0 | 0.42454 | 31 | 13.1608
|  | 6 | 0 | 0 | 0 | 0 | 0.00075467 | 0.003504 | 0.0083387 | 0.015371 | 0.022731 | 0.028933 | 0.03336 | 0.039723 | 0.045155 | 0.04644 | 0.045621 | 0.044091 | 0.037939 | 0.031443 | 0.022931 | 0.010771 | 0.0053173 | 0.0017733 | 0 | 0 | 0.44419 | 30 | 13.3258
|  | 7 | 0 | 0 | 0 | 0 | 0.00013935 | 0.0020284 | 0.005871 | 0.010939 | 0.016532 | 0.024826 | 0.029721 | 0.032204 | 0.037394 | 0.037652 | 0.03543 | 0.031267 | 0.027505 | 0.024142 | 0.016914 | 0.010194 | 0.0046581 | 0.00091613 | 0 | 0 | 0.34833 | 31 | 10.7982
|  | 8 | 0 | 0 | 0 | 0 | 0 | 0.00020387 | 0.0022194 | 0.0064852 | 0.01511 | 0.022271 | 0.027541 | 0.031695 | 0.034841 | 0.036498 | 0.034844 | 0.030534 | 0.025866 | 0.019871 | 0.009729 | 0.0040723 | 0.0010555 | 0 | 0 | 0 | 0.30284 | 31 | 9.3879
|  | 9 | 0 | 0 | 0 | 0 | 0 | 0 | 7.4667e-05 | 0.0020613 | 0.0057493 | 0.013059 | 0.018427 | 0.022344 | 0.024957 | 0.025451 | 0.023539 | 0.020003 | 0.015805 | 0.010296 | 0.0037867 | 0.00044267 | 0 | 0 | 0 | 0 | 0.18599 | 30 | 5.5798
|  | 10 | 0 | 0 | 0 | 0 | 0 | 0 | 0 | 4.6452e-05 | 0.0018297 | 0.0054142 | 0.0090477 | 0.011422 | 0.014284 | 0.013195 | 0.010901 | 0.0087174 | 0.0054581 | 0.00091097 | 1.5484e-05 | 0 | 0 | 0 | 0 | 0 | 0.081241 | 31 | 2.5185
|  | 11 | 0 | 0 | 0 | 0 | 0 | 0 | 0 | 0 | 0 | 0.0011867 | 0.0026907 | 0.0044507 | 0.0058827 | 0.0058533 | 0.004784 | 0.0035333 | 0.00066133 | 0 | 0 | 0 | 0 | 0 | 0 | 0 | 0.029043 | 30 | 0.87128
|  | 12 | 0 | 0 | 0 | 0 | 0 | 0 | 0 | 0 | 0 | 0 | 0.00098581 | 0.0024258 | 0.0030039 | 0.0032284 | 0.0027174 | 0.0012826 | 0 | 0 | 0 | 0 | 0 | 0 | 0 | 0 | 0.013644 | 31 | 0.42296
[27 empty] | Annual Energy Production (kWh) |  | 71.67
Outputs | Solar Buoy (single panel) |  | 3: Solar Buoy (array); 8: Load Demands
| Annual Energy Production |  | 3: Annual Energy Production; 8: Annual Energy Requirements
| Location |  | 1: AEP (kWh); 3: Location; 6: AEP (kWh); 8: End-Use; 10: Energy (kWh)
| Nearshore |  | 1: 118.6013; 3: Remote Monitoring, Nearshore; 6: 474.4051; 8: Offshore Monitoring; 10: 432
| Far Offshore |  | 1: 121.2932; 3: Remote Monitoring, Far Offshore; 6: 485.1728; 8: AUV; 10: 810
| High Latitude |  | 1: 71.67; 3: Remote Monitoring, High Latitude; 6: 430.02
[6 empty] | AUV, Nearshore |  |  | 948.8102
[6 empty] | AUV, Far Offshore |  |  | 970.3456
[6 empty] | AUV, High Latitude |  |  | 860.04
Solar Power equation sources: | bar: 0
https://eepower.com/technical-articles/how-is-solar-panel-efficiency-measured/#
https://iopscience.iop.org/article/10.1088/1742-6596/710/1/012032/pdf
https://www.epa.gov/green-power-markets/green-power-equivalency-calculator-calculations-and-references
https://www.saurenergy.com/solar-energy-blog/here-is-how-you-can-calculate-the-annual-solar-energy-output-of-a-photovoltaic-system
https://www.sunbasedata.com/how-to-calculate-solar-panel-output
https://photovoltaic-software.com/principle-ressources/how-calculate-solar-energy-power-pv-systems
https://www.linkedin.com/pulse/how-calculate-annual-solar-energy-output-photovoltaic-paul-asikoyo?trk=article-ssr-frontend-pulse_more-articles_related-content-card
𝑨𝑬𝑷=𝑨∗𝒓∗𝑯∗𝑷𝑹
AEP (kWh/yr) = annual energy production
A = total solar panel area (m^2)
r (n/a) = panel rating (kW) / panel area (m^2) * test irradiance @ STC (1000W/m^2)
H (kW/m2) = Global Horizontal Irradiance
PR = performance ratio

## 3. Battery CapEx
Inputs
| Battery Information | [7 empty] | Note
| Description | [5 empty] | Value
| Renogy 24V 200Ah Lithium Iron Phosphate cost (per battery) | [5 empty] | 1700 |  | Cells with equations should only be written over if a more accurate value has been determined and the calculation estimate is no longer needed. If the user overwrites a cell that contains an equation, be sure that it will not affect any other value that it is linked to. If applicable, cells with equations will have the equations written next to them in Column L so they can be referenced even if accidentally overwritten. Any of the blue cells in the input tables can be edited and will only affect the final cost. The cost breakdown structure has up to six levels (eg. 1.1.1.1.1.1). When a particular section does not need six levels of descriptive input, the rows are "hidden". Hidden rows are denoted with green lines on the numeric row banner on the left side of the Excel tab. To expand the hidden rows, click the ""+"" icon to show all rows under that level. To hide rows in a particular level, click the "-" icon. The CBS adapted from NREL's Marine Energy Cost Breakdown Structure (https://openei.org/wiki/PRIMRE/Telesto/Economics).
| Total Battery Mass per battery (kg) | [5 empty] | 482
| No. of batteries needed for AUV scenario (will double for backup) | [5 empty] | 27
| No. of batteries needed for monitoring sensors scenario (will double for backup) | [5 empty] | 15
Battery Swapping CapEx
| Category | [6 empty] | Cost | Equation Used | Notes | Link
| 1. Capital Expenditures (CapEx) | [6 empty] | 2905484 | =SUM(K16,K22,K219)
|  | 1.1. Batteries | [5 empty] | 23376 | =SUM(K17:K19)
|  |  | 1.1.1. Renogy 24V 200Ah Lithium Iron Phosphate (ONE battery) |  |  |  |  | 1700 | =J6 |  | Renogy Battery
|  |  | 1.1.2. Platform buoy |  |  |  |  | 15400 |  |  | Battery Platform
|  |  | 1.1.3. Mooring, Foundation, and Sub-Structure |  |  |  |  | 6276 | =SUM(K20:K21)
|  |  |  | 1.1.3.1. Mooring Lines |  |  |  | 1276 |  | Using 5/16" Dynemma, 100m | 5/16" Dyneema rope
|  |  |  | 1.1.3.2. Anchors and Piles |  |  |  | 5000 |  | Based on HERO-WEC price for 4,000lb anchor
|  | 1.2. Balance of System (BOS) | [5 empty] | 2882108 | =SUM(K23,K56,K67,K166,K167,K180,K212)
|  |  | 1.2.1. Development |  |  |  |  | 1916000 | =SUM(K24,K28,K31,K32,K35,K41,K45,K51)
|  |  |  | 1.2.1.1. Site Selection (Siting and scoping) |  |  |  | 260000 | =SUM(K25:K27)
[5 empty] | 1.2.1.1.1. Resource Assessment |  |  | 75000 |  | $75k reccomended placeholder. A more accurate estimate can be calculated by salary * time of a researcher. Assuming assessment is conducted with publicly available data (cost does not include measuring data).
[5 empty] | 1.2.1.1.2. Environmental Scoping |  |  | 35000 |  | $25k-$50k reccomended placeholder. A more accurate estimate can be calculated by salary * time of an environmental engineer/scientist. Cost depends on what types of species need monitoring.
[5 empty] | 1.2.1.1.3. Pre-FEED |  |  | 150000 |  | $150kreccomended placeholder. Could assume $0 since the TEAMER studies conducted pre-FEED.
|  |  |  | 1.2.1.2. Permitting & Leasing |  |  |  | 0 | =SUM(K29:K30) | This is the cost of permitting the project and leasing the area. Because it will be dependent on the location scenario (Massachusetts State/Federal or Alaska), it is calculated in the "Installation" tab instead of the CapEx tab.
[5 empty] | 1.2.1.2.1. Permit Acquisition Activities |  |  | 0
[5 empty] | 1.2.1.2.2. Lease Acquisition Activities |  |  | 0
|  |  |  | 1.2.1.3. Professional Advisory Services |  |  |  | 0
|  |  |  | 1.2.1.4. Initial Engineering |  |  |  | 0 | =SUM(K33:K34)
[5 empty] | 1.2.1.4.1. FEED |  |  | 0
[5 empty] | 1.2.1.4.2. Engineering Certification |  |  | 0
|  |  |  | 1.2.1.5. Site Characterization |  |  |  | 1531000 | =SUM(K36:K40)
[5 empty] | 1.2.1.5.1. Environmental Surveys |  |  | 600000 |  | $600k reccomended placeholder. Assuming one species for two years at $300k/yr/species.
[5 empty] | 1.2.1.5.2. Resource and Metocean Assessment |  |  | 450000 | =SUM(K38:K39) | Reccomendation for larger scale projects = ~$150k-$450k
[6 empty] | 1.2.1.5.2.1. Resource Monitoring Stations |  | 275000
[6 empty] | 1.2.1.5.2.2. Data Collection and Analysis |  | 175000
[5 empty] | 1.2.1.5.3. Geological and Bathymetry Survey |  |  | 31000 |  | $31k reccomended placeholder. One mile of surveying at $6k/mile + $25k for reporting. A more accurate estimate can be calculated by salary * time of a geologist.
|  |  |  | 1.2.1.6. Interconnection & Power Marketing |  |  |  | 0 | =SUM(K42:K44)
[5 empty] | 1.2.1.6.1. Interconnection Studies & Fees |  |  | 0
[5 empty] | 1.2.1.6.2. Onshore Interconnection Rights (Transmission Rights of way) |  |  | 0
[5 empty] | 1.2.1.6.3. Power Marketing |  |  | 0
|  |  |  | 1.2.1.7. Project Management During Development |  |  |  | 125000 | =SUM(K46:K50) | Equation overwritten. $100k-$150k reccomended placeholder. A more accurate estimate can be calculated by salary * time of a project manager.
[5 empty] | 1.2.1.7.1. Procurement |  |  | 0
[5 empty] | 1.2.1.7.2. Salaries |  |  | 0
[5 empty] | 1.2.1.7.3. Sales, General, & Administrative |  |  | 0
[5 empty] | 1.2.1.7.4. Stakeholder Outreach |  |  | 0
[5 empty] | 1.2.1.7.5. Profit |  |  | 0
|  |  |  | 1.2.1.8. Financing and Incentives |  |  |  | 0 | =SUM(K52:K55)
[5 empty] | 1.2.1.8.1. Due Diligence |  |  | 0
[5 empty] | 1.2.1.8.2. Incentives |  |  | 0
[5 empty] | 1.2.1.8.3. Closing Costs |  |  | 0
[5 empty] | 1.2.1.8.4. Legal Support |  |  | 0
|  |  | 1.2.2. Engineering and Management |  |  |  |  | 958000 | =0.5*K23 | Equation overwritten. $958k reccomended placeholder. This is the engineering costs throughout the deployment process. Assuming ~half the time as Development timeline, so also half the cost.
|  |  |  | 1.2.2.1. Detailed Design and Construction Engineering |  |  |  | 0
|  |  |  | 1.2.2.2. Procurement Management |  |  |  | 0
|  |  |  | 1.2.2.3. Construction Management |  |  |  | 0 | =SUM(K60:K62)
[5 empty] | 1.2.2.3.1. Salaries |  |  | 0
[5 empty] | 1.2.2.3.2. Sales, General, & Administrative |  |  | 0
[5 empty] | 1.2.2.3.3. Profit |  |  | 0
|  |  |  | 1.2.2.4. Project Certification |  |  |  | 0
|  |  |  | 1.2.2.5. Health, Safety, & Environmental Monitoring |  |  |  | 0 | =SUM(K65:K66)
[5 empty] | 1.2.2.5.1. Health and Safety Monitoring |  |  | 0
[5 empty] | 1.2.2.5.2. Environmental Monitoring |  |  | 0
|  |  | 1.2.3. Electrical Infrastructure |  |  |  |  | 1628 | =SUM(K68,K80,K90,K97,K136,K157)
|  |  |  | 1.2.3.1. Array Cable System |  |  |  | 1628 | =SUM(K69,K72,K78:K79)
[5 empty] | 1.2.3.1.1. Array Cables |  |  | 1628 | =SUM(K70:K71)
[6 empty] | 1.2.3.1.1.1. Riser cable |  | 1628 |  | Riser cost (100m) from NREL's electrical infrastructure model.
[6 empty] | 1.2.3.1.1.2. Collector Cable |  | 0
[5 empty] | 1.2.3.1.2. Cable Accessories & Jointing |  |  | 0 | =SUM(K73:K77)
[6 empty] | 1.2.3.1.2.1. Termination Kit |  | 0
[6 empty] | 1.2.3.1.2.2. Connectors |  | 0
[6 empty] | 1.2.3.1.2.3. Buoyancy Modules |  | 0
[6 empty] | 1.2.3.1.2.4. Anchorage |  | 0
[6 empty] | 1.2.3.1.2.5. Messenger Lines & Buoys |  | 0
[5 empty] | 1.2.3.1.3. Array Cable System Commissioning |  |  | 0
[5 empty] | 1.2.3.1.4. Array Cable System Transportation |  |  | 0
|  |  |  | 1.2.3.2. Export Cable Systems |  |  |  | 0 | =SUM(K81:K82,K88:K89)
[5 empty] | 1.2.3.2.1. Export Cables |  |  | 0
[5 empty] | 1.2.3.2.2. Cable Accessories & Jointing |  |  | 0 | =SUM(K83:K87)
[6 empty] | 1.2.3.2.2.1. Termination Kit |  | 0
[6 empty] | 1.2.3.2.2.2. Connectors |  | 0
[6 empty] | 1.2.3.2.2.3. Buoyancy Modules |  | 0
[6 empty] | 1.2.3.2.2.4. Anchorage |  | 0
[6 empty] | 1.2.3.2.2.5. Messenger Lines & Buoys |  | 0
[5 empty] | 1.2.3.2.3. Export Cable Commissioning |  |  | 0
[5 empty] | 1.2.3.2.4. Export Cable System Transportation |  |  | 0
|  |  |  | 1.2.3.3. Cable Protection |  |  |  | 0 | =SUM(K91:K96)
[5 empty] | 1.2.3.3.1. Scour Protection |  |  | 0
[5 empty] | 1.2.3.3.2. Cable Mattresses |  |  | 0
[5 empty] | 1.2.3.3.3. Ducting System |  |  | 0
[5 empty] | 1.2.3.3.4. Bend Restrictors |  |  | 0
[5 empty] | 1.2.3.3.5. Bend Stiffeners |  |  | 0
[5 empty] | 1.2.3.3.6. J-tube Seals |  |  | 0
|  |  |  | 1.2.3.4. Offshore Substation(s) |  |  |  | 0 | =SUM(K98,K106,K113,K124)
[5 empty] | 1.2.3.4.1. Topside |  |  | 0 | =SUM(K99:K105)
[6 empty] | 1.2.3.4.1.1. Structure |  | 0
[6 empty] | 1.2.3.4.1.2. Helicopter Deck |  | 0
[6 empty] | 1.2.3.4.1.3. Accommodations |  | 0
[6 empty] | 1.2.3.4.1.4. Outfitting Steel |  | 0
[6 empty] | 1.2.3.4.1.5. Topside Marine Systems |  | 0
[6 empty] | 1.2.3.4.1.6. Substation Topside Integration, Assembly, Test, and Checkout |  | 0
[6 empty] | 1.2.3.4.1.7. Transportation |  | 0
[5 empty] | 1.2.3.4.2. Substructure & Foundation |  |  | 0 | =SUM(K107:K112)
[6 empty] | 1.2.3.4.2.1. Foundation |  | 0
[6 empty] | 1.2.3.4.2.2. Substructure |  | 0
[6 empty] | 1.2.3.4.2.3. Substructure Marine Systems |  | 0
[6 empty] | 1.2.3.4.2.4. Scour Protection |  | 0
[6 empty] | 1.2.3.4.2.5. Substation Substructure & Foundation Integration, Assembly, Testing, and Checkout |  | 0
[6 empty] | 1.2.3.4.2.6. Transportation |  | 0
[5 empty] | 1.2.3.4.3. Electrical Conversion Equipment |  |  | 0 | =SUM(K114:K123)
[6 empty] | 1.2.3.4.3.1. AC Transformers |  | 0
[6 empty] | 1.2.3.4.3.2. High Voltage Switchgear |  | 0
[6 empty] | 1.2.3.4.3.3. Medium Voltage Switchgear |  | 0
[6 empty] | 1.2.3.4.3.4. Passive and Active Power Compensation |  | 0
[6 empty] | 1.2.3.4.3.5. Shunt Reactors |  | 0
[6 empty] | 1.2.3.4.3.6. DC Convertor |  | 0
[6 empty] | 1.2.3.4.3.7. Filtering System |  | 0
[6 empty] | 1.2.3.4.3.8. Earthing Systems |  | 0
[6 empty] | 1.2.3.4.3.9. Substation Electrical Conversion Equipment Integration, Assembly, Testing, and Checkout |  | 0
[6 empty] | 1.2.3.4.3.10. Transportation |  | 0
[5 empty] | 1.2.3.4.4. Facilities and Ancillary Systems |  |  | 0 | =SUM(K125:K135)
[6 empty] | 1.2.3.4.4.1. Standby Generator |  | 0
[6 empty] | 1.2.3.4.4.2. Fire Protection Systems |  | 0
[6 empty] | 1.2.3.4.4.3. Clean and Black Water Systems |  | 0
[6 empty] | 1.2.3.4.4.4. Fuel Tanks |  | 0
[6 empty] | 1.2.3.4.4.5. Control & Communication System |  | 0
[6 empty] | 1.2.3.4.4.6. Safety and Security Systems |  | 0
[6 empty] | 1.2.3.4.4.7. Crane |  | 0
[6 empty] | 1.2.3.4.4.8. Control Room & Refuge |  | 0
[6 empty] | 1.2.3.4.4.9. Heating, Ventilation, and Air Conditioning Equipment |  | 0
[6 empty] | 1.2.3.4.4.10. Industrial Waterproof Enclosures |  | 0
[6 empty] | 1.2.3.4.4.11. Transportation |  | 0
|  |  |  | 1.2.3.5. Onshore Substation |  |  |  | 0 | =SUM(K137,K138,K141,K142,K150,K155,K156)
[5 empty] | 1.2.3.5.1. Land Leases |  |  | 0
[5 empty] | 1.2.3.5.2. Underground Cable System |  |  | 0 | =SUM(K139:K140)
[6 empty] | 1.2.3.5.2.1. Underground Cables |  | 0
[6 empty] | 1.2.3.5.2.2. Ancillary Equipment |  | 0
[5 empty] | 1.2.3.5.3. Foundation |  |  | 0
[5 empty] | 1.2.3.5.4. Electrical Equipment |  |  | 0 | =SUM(K143:K149)
[6 empty] | 1.2.3.5.4.1. Circuit Breakers |  | 0
[6 empty] | 1.2.3.5.4.2. Disconnect Switches |  | 0
[6 empty] | 1.2.3.5.4.3. Transformers |  | 0
[6 empty] | 1.2.3.5.4.4. Bus Support, Bus, and Fittings |  | 0
[6 empty] | 1.2.3.5.4.5. Insulator |  | 0
[6 empty] | 1.2.3.5.4.6. Reactive Components |  | 0
[6 empty] | 1.2.3.5.4.7. Lighting Arrester |  | 0
[5 empty] | 1.2.3.5.5. Protection & Control |  |  | 0 | =SUM(K151:K154)
[6 empty] | 1.2.3.5.5.1. Control Enclosure |  | 0
[6 empty] | 1.2.3.5.5.2. Relay Panels |  | 0
[6 empty] | 1.2.3.5.5.3. Conduit |  | 0
[6 empty] | 1.2.3.5.5.4. Control Cable |  | 0
[5 empty] | 1.2.3.5.6. Buildings/Facilities |  |  | 0
[5 empty] | 1.2.3.5.7. Civil Infrastructure |  |  | 0
|  |  |  | 1.2.3.6. Onshore Transmission Infrastructure |  |  |  | 0 | =SUM(K158:K161,K165)
[5 empty] | 1.2.3.6.1. Land Leases |  |  | 0
[5 empty] | 1.2.3.6.2. Structure & Foundations |  |  | 0
[5 empty] | 1.2.3.6.3. Transmission Towers |  |  | 0
[5 empty] | 1.2.3.6.4. Overhead Lines |  |  | 0 | =SUM(K162:K164)
[6 empty] | 1.2.3.6.4.1. Conductors |  | 0
[6 empty] | 1.2.3.6.4.2. Communications |  | 0
[6 empty] | 1.2.3.6.4.3. Shield Wire |  | 0
[5 empty] | 1.2.3.6.5. Transportation |  |  | 0
|  |  | 1.2.4. Plant Commissioning |  |  |  |  | 0
|  |  | 1.2.5. Site Access, Port & Staging |  |  |  |  | 0 | =SUM(K168,K174:K176)
|  |  |  | 1.2.5.1. Staging Port |  |  |  | 0 | =SUM(K169:K173)
[5 empty] | 1.2.5.1.1. Quay |  |  | 0
[5 empty] | 1.2.5.1.2. Laydown Area |  |  | 0
[5 empty] | 1.2.5.1.3. Assembly Areas |  |  | 0
[5 empty] | 1.2.5.1.4. Personnel Facilities |  |  | 0
[5 empty] | 1.2.5.1.5. Fabrication Facilities |  |  | 0
|  |  |  | 1.2.5.2. Cranage |  |  |  | 0
|  |  |  | 1.2.5.3. Port Improvements |  |  |  | 0
|  |  |  | 1.2.5.4. Port Fees |  |  |  | 0 | =SUM(K177:K179) | This is the cost of the fees at each port. Because they will be dependent on the location scenario (Massachusetts or Alaska), it is calculated in the "Installation" tab instead of the CapEx tab.
[5 empty] | 1.2.5.4.1. Entrance/Exit Fees |  |  | 0
[5 empty] | 1.2.5.4.2. Quayside Docking Fees |  |  | 0
[5 empty] | 1.2.5.4.3. Wharfage Fees |  |  | 0
|  |  | 1.2.6. Assembly & Installation |  |  |  |  | 6480 | =SUM(K181,K186,K189,K207,K211) | Only considering assembly costs, since Installation is broken down in the "Installation" tab.
|  |  |  | 1.2.6.1. Substructures & Foundations |  |  |  | 0 | =SUM(K182:K185)
[5 empty] | 1.2.6.1.1. Foundation |  |  | 0
[5 empty] | 1.2.6.1.2. Substructure |  |  | 0
[5 empty] | 1.2.6.1.3. Scour Protection |  |  | 0
[5 empty] | 1.2.6.1.4. Noise Mitigation |  |  | 0
|  |  |  | 1.2.6.2. Battery System Device |  |  |  | 6480 | =SUM(K187:K188)
[5 empty] | 1.2.6.2.1. Structural Assembly |  |  | 3240 | =45*24*3 | Assembly cost assuming $45/technician/hour * 24 hours * 3 technicians. Can override with more accurate technician pay and time required.
[5 empty] | 1.2.6.2.2. Power Take-Off System (PTO) |  |  | 3240 | =45*24*3 | Assembly cost assuming $45/technician/hour * 24 hours * 3 technicians. Can override with more accurate technician pay and time required.
|  |  |  | 1.2.6.3. Offshore Electrical Infrastructure |  |  |  | 0 | =SUM(K190,K195,K201,K204)
[5 empty] | 1.2.6.3.1. Array Cables |  |  | 0 | =SUM(K191:K194)
[6 empty] | 1.2.6.3.1.1. Cable Laying |  | 0
[6 empty] | 1.2.6.3.1.2. Cable Trenching |  | 0
[6 empty] | 1.2.6.3.1.3. Protection |  | 0
[6 empty] | 1.2.6.3.1.4. Terminations |  | 0
[5 empty] | 1.2.6.3.2. Offshore Export Cables |  |  | 0 | =SUM(K196:K200)
[6 empty] | 1.2.6.3.2.1. Cable Laying |  | 0
[6 empty] | 1.2.6.3.2.2. Cable Trenching |  | 0
[6 empty] | 1.2.6.3.2.3. Protection |  | 0
[6 empty] | 1.2.6.3.2.4. Terminations |  | 0
[6 empty] | 1.2.6.3.2.5. Landfall Operations |  | 0
[5 empty] | 1.2.6.3.3. Offshore Substation(s) |  |  | 0 | =SUM(K202:K203)
[6 empty] | 1.2.6.3.3.1. Substructure |  | 0
[6 empty] | 1.2.6.3.3.2. Topside |  | 0
[5 empty] | 1.2.6.3.4. Offshore Accommodations Platform(s) |  |  | 0 | =SUM(K205:K206)
[6 empty] | 1.2.6.3.4.1. Substructure |  | 0
[6 empty] | 1.2.6.3.4.2. Topside |  | 0
|  |  |  | 1.2.6.4. Onshore Electrical Infrastructure |  |  |  | 0 | =SUM(K208:K210)
[5 empty] | 1.2.6.4.1. Underground Cable System |  |  | 0
[5 empty] | 1.2.6.4.2. Overhead Transmission Lines |  |  | 0
[5 empty] | 1.2.6.4.3. Onshore Substation |  |  | 0
|  |  |  | 1.2.6.5. Offshore Logistical Infrastructure |  |  |  | 0 |  | Could be included as a way to monitor the device via satelite, communications software.
|  |  | 1.2.7. Other Infrastructure |  |  |  |  | 0 | =SUM(K213:K218) | Assuming $0 for now. Update as more information is determined.
|  |  |  | 1.2.7.1. Offshore Accommodations |  |  |  | 0
|  |  |  | 1.2.7.2. Dedicated O&M Vessel(s) |  |  |  | 0
|  |  |  | 1.2.7.3. Onshore O&M Facilities |  |  |  | 0
|  |  |  | 1.2.7.4. O&M Equipment Purchases |  |  |  | 0
|  |  |  | 1.2.7.5. Offshore Logistical Infrastructure |  |  |  | 0
|  |  |  | 1.2.7.6. Other Infrastructure Transportation |  |  |  | 0
|  | 1.3. Financial Costs | [5 empty] | 0 | =SUM(K220:K223) | Assuming device is purchased outright with no leasing.
|  |  | 1.3.1. Project Contingency Budget |  |  |  |  | 0
|  |  | 1.3.2. Insurance During Construction |  |  |  |  | 0
|  |  | 1.3.3. Carrying Costs During Construction (Construction Financing Costs) |  |  |  |  | 0
|  |  | 1.3.4. Reserve Accounts |  |  |  |  | 0 | =SUM(K224:K226)
|  |  |  | 1.3.4.1. Maintenance Reserve Account |  |  |  | 0
|  |  |  | 1.3.4.2. Debt Service Reserve Account |  |  |  | 0
|  |  |  | 1.3.4.3. Decommissioning Reserve Account |  |  |  | 0
AUV CapEx
[7 empty] | AUV Component | Component Cost | No. of Components
[7 empty] | Remus300, 1.5kWh | 1038225 | 1
[7 empty] | Shipboard equipment | 129402 | 1
[7 empty] | O&M training (required) | 36000 | 1
[7 empty] | External battery charging box | 64332 | 1
Monitoring Station CapEx
[7 empty] | Sensor | Sensor Cost | No. of Sensors
[7 empty] | ADCP | 35349 | 3
[7 empty] | Anemometer | 12985 | 1
[7 empty] | Camera | 43415 | 1
[7 empty] | Catalytic H2 sensor | 1050 | 2
[7 empty] | CTD | 13766 | 3
[7 empty] | Data logger & communications | 3495 | 6
[7 empty] | Fluorometer | 14429 | 1
[7 empty] | Meterological probe | 1190 | 2
[7 empty] | Motion sensor | 1860 | 1
[7 empty] | Optical sensor | 33435 | 3
[7 empty] | Optode | 6536 | 2
[7 empty] | pCO2 | 31029 | 2
[7 empty] | pH Sensor | 22098 | 2
Calculations | [6 empty] | For AUV Scenario |  | For Sensors Scenario |  |  | Note
| Battery CapEx | [5 empty] | Category | Cost | Category | Cost |  | <- Number of batteries required are doubled here, assuming one set is powering the system and one set is onshore being recharged.
[7 empty] | Battery system | 113476 | Battery system | 72676
[7 empty] | Balance of System | 2882108 | Balance of System | 2882108
[7 empty] | Financial Cost | 0 | Financial Cost | 0
[7 empty] | Battery CapEx Total | 2995584 | Battery CapEx Total | 2954784
All Locations
| AUV CapEx | [5 empty] | AUV | AUV Cost | No. of AUVs | Total Cost
[7 empty] | Remus300, 1.5kWh | 1038225 | 1 | 1038225
[7 empty] | Shipboard equipment | 129402 | 1 | 129402
[7 empty] | O&M training (required) | 36000 | 1 | 36000
[7 empty] | External battery charging box | 64332 | 1 | 64332
[8 empty] | AUV CapEx Total |  | 1267959
| Monitoring Station CapEx | [5 empty] | Sensor | Sensor Cost | No. of Sensors | Total Cost
[7 empty] | ADCP | 35349 | 3 | 106047
[7 empty] | Anemometer | 12985 | 1 | 12985
[7 empty] | Camera | 43415 | 1 | 43415
[7 empty] | Catalytic H2 sensor | 1050 | 2 | 2100
[7 empty] | CTD | 13766 | 3 | 41298
[7 empty] | Data logger & communications | 3495 | 6 | 20970
[7 empty] | Fluorometer | 14429 | 1 | 14429
[7 empty] | Meterological probe | 1190 | 2 | 2380
[7 empty] | Motion sensor | 1860 | 1 | 1860
[7 empty] | Optical sensor | 33435 | 3 | 100305
[7 empty] | Optode | 6536 | 2 | 13072
[7 empty] | pCO2 | 31029 | 2 | 62058
[7 empty] | pH Sensor | 22098 | 2 | 44196
[8 empty] | Monitoring Sensors CapEx Total |  | 465115
Outputs |  |  |  | Battery System (single device) |  |  |  | Battery System (array - multiple devices)
|  |  |  | Total CapEx |  |  |  | Total CapEx
|  |  |  | Scenario |  | Cost |  | Scenario | Cost
|  |  |  | Single Battery System |  | 23376 |  | Batteries + AUV | 4263543
|  |  |  | Battery + AUV |  | 4173443 |  | Batteries + Remote Monitoring | 3419899
|  |  |  | Battery + Remote Monitoring |  | 3370599

## 3. Battery Installation
Inputs | Location Information |  |  |  |  | Vessel Information
| Parameter | Nearshore | Far Offshore | High Latitude |  |  | Install/O&M Vessel (Vessel 1 - Location 1) | Install/O&M Vessel (Vesssel 2 - Location 2) | Install/O&M Vessel (Vesssel 3 - Location 3)
| Location Coordinates | 41.2354° N, 71.0237° W | 40.9334° N, 70.7985° W | 59.0605° N, 152.0117° W |  | Cruising Boat Speed (knots) | 18 | 18 | 10 | Note: The "Location Information", "Vessel Information", "One Time Costs", and "Labor Information" input tables are repeated from the MADWEC Installation tab. The input tables are linked to the MADWEC Installation tab so the user only needs to input the information once. If the user wants to override this, unprotect the tab and unlock the cells you wish to write over.
| Location Description | Massachusetts State Waters | Massachusetts Federal Waters | Alaska State Waters |  | Fuel Cost ($/hr) | 400 | 400 | 400
| Stage Coordinates | 41.5242° N, 70.6712° W | 41.5242° N, 70.6712° W | 59.6371° N, 151.4522° W |  | Vessel Rental Rate ($/day) | 15000 | 15000 | 11375
| Stage Description | WHOI | WHOI | City of Homer Port |  | Vessel Rental Rate ($/hr) | 1250 | 1250 | 947.9167
| Distance from Stage to Port (nm) | 14 | 14 | 0 |  | Stage Location | Woods Hole, MA | Wood's Hole, MA | Homer, AK
| Vessel Supplier | WHOI | WHOI | USFWS |  | Length (ft) | 60 | 60 | 120
| Port Coordinates | 41.6362° N, 70.9342° W | 41.6362° N, 70.9342° W | 59.6371° N, 151.4522° W |  | Beam (ft) | 17 | 17 | 33
| Port Description | New Bedford Harbor | New Bedford Harbor | City of Homer Port |  | Draft (ft) | 5 | 5 | 11.5
| Distance from Port to Location (nm) | 17 | 48 | 46 |  | Max lift (lbs) | 4600 | 4600 | 2000
[6 empty] | Supplier | Woods Hole Oceanographic Institution | Woods Hole Oceanographic Institution | USFWS
| Installation Time |  |  |  |  | Link | WHOI | WHOI | USFWS
| Input | Value | Unit
| Operational contingency | 0.1 | decimal |  |  | Labor Information
| Time to load battery system on vessel | 0.5 | hours |  |  | Job Title | Number of Personnel | Hourly Rate ($)
| Time to prep battery installation (on-site) | 0.5 | hours |  |  | Engineer (North East) | 1 | 45.32
| Time to install battery system | 2 | anchors |  |  | Technician (North East) | 2 | 45.32
| Time to install AUV | 6 | hours |  |  | Vessel Captain (North East) | 1 | 40.95
| Time to install remote monitoring station | 3 | hours |  |  | Vessel Crew (North East) | 1 | 40.95
| Time for testing standby | 1 | hours |  |  | Engineer (Alaska) | 1 | 46.22
| Time for additional installation 1 | 0 | hours |  |  | Technician (Alaska) | 2 | 46.22
[6 empty] | Vessel Captain (Alaska) | 1 | 39.37
| One Time Costs |  |  |  |  | Vessel Crew (Alaska) | 1 | 39.37
| Item | Cost ($) | Notes
| Port of Homer docking fees (daily) | 258 | Cost per day, assuming one day for now |  |  | High Latitude Shipping Costs
| Port of New Bedford docking fees (daily) | 258 | Did not respond to quote request, using same cost as Port of Homer. Cost per day, assuming one day for now |  |  | Parameter | Cost ($) | Notes
| Permitting & leasing fees (Mass. state waters) | 2267.25 |  |  |  | AUV Batteries (freight) | 6328 | From Mass. To Washington | Included here instead of CapEx model because the cost of shipping changes with location and the CapEx model does not change with location. Assuming shipping to MA is negligible.
| Permitting & leasing fees (Mass. federal waters) | 1267.25 |  |  |  | AUV Batteries (ship) | 737 | From Washington to Alaska
| Permitting & leasing fees (Alaska state waters) | 1650 |  |  |  | Monitoring Batteries (freight) | 6226 | From Mass. To Washington
[6 empty] | Monitoring Batteries (ship) | 568 | From Washington to Alaska
[6 empty] | Monitoring system (freight) | 6226 | From Mass. To Washington
[6 empty] | Monitoring system (ship) | 568 | From Washington to Alaska
[6 empty] | AUV (freight) | 707.02 | From Mass. To Washington
[6 empty] | AUV (ship) | 17 | From Washington to Alaska
Calculations | Nearshore Calculations | [8 empty] | Far Offshore Calculations | [7 empty] | High Latitude Calculations
| Battery System Installation | Operational Detail | Vessel Used | Vessel Status | # of hours | Vessel Cost ($) | Labor Cost ($) | Operation Subotal Cost ($) |  | Battery System Installation | Operational Detail | Vessel Used | Vessel Status | # of hours | Vessel Cost ($) | Labor Cost ($) | Operation Subotal Cost ($) | Battery System Installation | Operational Detail | Vessel Used | Vessel Status | # of hours | Vessel Cost ($) | Labor Cost ($) | Operation Subotal Cost ($)
|  | Vessel mobilization from Stage 1 to Port 1 | Vessel 1 | Mob/Demob | 0.77778 | 1283.3333 | 63.7 | 1347.0333 |  |  | Vessel mobilization from Stage 2 to Port 2 | Vessel 2 | Mob/Demob | 0.77778 | 1283.3333 | 63.7 | 1347.0333 |  | Vessel mobilization from Stage 3 to Port 3 | Vessel 3 | Mob/Demob | 0 | 0 | 0 | 0
|  | Load battery onto vessel | Vessel 1 | Standby | 0.5 | 825 | 108.93 | 933.93 |  |  | Load battery onto vessel | Vessel 2 | Standby | 0.5 | 825 | 108.93 | 933.93 |  | Load battery onto vessel | Vessel 3 | Standby | 0.5 | 673.9583 | 108.7 | 782.6583
|  | Transit from Port 1 to Nearshore | Vessel 1 | Transit | 0.94444 | 1558.3333 | 205.7567 | 1764.09 |  |  | Transit from Port 2 to Offshore | Vessel 2 | Transit | 2.6667 | 4400 | 580.96 | 4980.96 |  | Transit from Port 3 to High Latitude | Vessel 3 | Transit | 4.6 | 6200.4167 | 1000.04 | 7200.4567
|  | Prep installation | Vessel 1 | Standby | 0.5 | 825 | 108.93 | 933.93 |  |  | Prep installation | Vessel 2 | Standby | 0.5 | 825 | 108.93 | 933.93 |  | Prep installation | Vessel 3 | Standby | 0.5 | 673.9583 | 108.7 | 782.6583
|  | Standby for testing and commisioning | Vessel 1 | Standby | 1 | 1650 | 217.86 | 1867.86 |  |  | Standby for testing and commisioning | Vessel 2 | Standby | 1 | 1650 | 217.86 | 1867.86 |  | Standby for testing and commisioning | Vessel 3 | Standby | 1 | 1347.9167 | 217.4 | 1565.3167
|  | Transit from Nearshore to Port 1 | Vessel 1 | Transit | 0.94444 | 1558.3333 | 205.7567 | 1764.09 |  |  | Transit from Offshore to Port 2 | Vessel 2 | Transit | 2.6667 | 4400 | 580.96 | 4980.96 |  | Transit from High Latitude to Port 3 | Vessel 3 | Transit | 4.6 | 6200.4167 | 1000.04 | 7200.4567
|  | Vessel demobilization from Port 1 to Stage 1 | Vessel 1 | Mob/Demob | 0.77778 | 1283.3333 | 63.7 | 1347.0333 |  |  | Vessel demobilization from Port 2 to Stage 2 | Vessel 2 | Mob/Demob | 0.77778 | 1283.3333 | 63.7 | 1347.0333 |  | Vessel demobilization from Port 3 to Stage 3 | Vessel 3 | Mob/Demob | 0 | 0 | 0 | 0
|  | Operational contingency | Vessel 1 | Standby | - | - | - | 995.7967 |  |  | Operational contingency | Vessel 2 | Standby | - | - | - | 1639.1707 |  | Operational contingency | Vessel 3 | Standby | - | - | - | 1753.1547
[7 empty] | Battery System Installation Total | 10953.7633 | [7 empty] | Battery System Installation Total | 18030.8773 | [6 empty] | Battery System Installation Total | 19284.7013
| AUV Installation | Operational Detail | Vessel Used | Vessel Status | # of hours | Vessel Cost ($) | Labor Cost ($) | Operation Subotal Cost ($) |  | AUV Installation | Operational Detail | Vessel Used | Vessel Status | # of hours | Vessel Cost ($) | Labor Cost ($) | Operation Subotal Cost ($) | AUV Installation | Operational Detail | Vessel Used | Vessel Status | # of hours | Vessel Cost ($) | Labor Cost ($) | Operation Subotal Cost ($)
|  | Vessel mobilization from Stage 1 to Port 1 | Vessel 1 | Mob/Demob | 0.77778 | 1283.3333 | 63.7 | 1347.0333 |  |  | Vessel mobilization from Stage 2 to Port 2 | Vessel 2 | Mob/Demob | 0.77778 | 1283.3333 | 63.7 | 1347.0333 |  | Vessel mobilization from Stage 3 to Port 3 | Vessel 3 | Mob/Demob | 0 | 0 | 0 | 0
|  | Load AUV onto vessel | Vessel 1 | Standby | 0.5 | 825 | 108.93 | 933.93 |  |  | Load AUV onto vessel | Vessel 2 | Standby | 0.5 | 825 | 108.93 | 933.93 |  | Load AUV onto vessel | Vessel 3 | Standby | 0.5 | 673.9583 | 108.7 | 782.6583
|  | Transit from Port 1 to Nearshore | Vessel 1 | Transit | 0.94444 | 1558.3333 | 205.7567 | 1764.09 |  |  | Transit from Port 2 to Offshore | Vessel 2 | Transit | 2.6667 | 4400 | 580.96 | 4980.96 |  | Transit from Port 3 to High Latitude | Vessel 3 | Transit | 4.6 | 6200.4167 | 1000.04 | 7200.4567
|  | Install AUV (onsite) | Vessel 1 | Install ops | 6 | 9900 | 1307.16 | 11207.16 |  |  | Install AUV (onsite) | Vessel 2 | Install ops | 6 | 9900 | 1307.16 | 11207.16 |  | Install AUV (onsite) | Vessel 3 | Install ops | 6 | 8087.5 | 1304.4 | 9391.9
|  | Standby for testing and commisioning | Vessel 1 | Standby | 1 | 1650 | 217.86 | 1867.86 |  |  | Standby for testing and commisioning | Vessel 2 | Standby | 1 | 1650 | 217.86 | 1867.86 |  | Standby for testing and commisioning | Vessel 3 | Standby | 1 | 1347.9167 | 217.4 | 1565.3167
|  | Transit from Nearshore to Port 1 | Vessel 1 | Transit | 0.94444 | 1558.3333 | 205.7567 | 1764.09 |  |  | Transit from Offshore to Port 2 | Vessel 2 | Transit | 2.6667 | 4400 | 580.96 | 4980.96 |  | Transit from High Latitude to Port 3 | Vessel 3 | Transit | 4.6 | 6200.4167 | 1000.04 | 7200.4567
|  | Vessel demobilization from Port 1 to Stage 1 | Vessel 1 | Mob/Demob | 0.77778 | 1283.3333 | 63.7 | 1347.0333 |  |  | Vessel demobilization from Port 2 to Stage 2 | Vessel 2 | Mob/Demob | 0.77778 | 1283.3333 | 63.7 | 1347.0333 |  | Vessel demobilization from Port 3 to Stage 3 | Vessel 3 | Mob/Demob | 0 | 0 | 0 | 0
|  | Operational contingency | Vessel 1 | Standby | - | - | - | 2023.1197 |  |  | Operational contingency | Vessel 2 | Standby | - | - | - | 2666.4937 |  | Operational contingency | Vessel 3 | Standby | - | - | - | 2614.0788
[7 empty] | AUV Installation Total | 22254.3163 | [7 empty] | AUV Installation Total | 29331.4303 | [6 empty] | AUV Installation Total | 28754.8672
| Remote Monitoring Installation | Operational Detail | Vessel Used | Vessel Status | # of days | Vessel Cost ($) | Labor Cost ($) | Operation Subotal Cost ($) |  | Remote Monitoring Installation | Operational Detail | Vessel Used | Vessel Status | # of days | Vessel Cost ($) | Labor Cost ($) | Operation Subotal Cost ($) | Remote Monitoring Installation | Operational Detail | Vessel Used | Vessel Status | # of hours | Vessel Cost ($) | Labor Cost ($) | Operation Subotal Cost ($)
|  | Vessel mobilization from Stage 1 to Port 1 | Vessel 1 | Mob/Demob | 0.77778 | 1283.3333 | 63.7 | 1347.0333 |  |  | Vessel mobilization from Stage 2 to Port 2 | Vessel 2 | Mob/Demob | 0.77778 | 1283.3333 | 63.7 | 1347.0333 |  | Vessel mobilization from Stage 3 to Port 3 | Vessel 3 | Mob/Demob | 0 | 0 | 0 | 0
|  | Load remote monitoring onto vessel | Vessel 1 | Standby | 0.5 | 825 | 108.93 | 933.93 |  |  | Load remote monitoring onto vessel | Vessel 2 | Standby | 0.5 | 825 | 108.93 | 933.93 |  | Load remote monitoring onto vessel | Vessel 3 | Standby | 0.5 | 673.9583 | 108.7 | 782.6583
|  | Transit from Port 1 to Nearshore | Vessel 1 | Transit | 0.94444 | 1558.3333 | 205.7567 | 1764.09 |  |  | Transit from Port 2 to Offshore | Vessel 2 | Transit | 2.6667 | 4400 | 580.96 | 4980.96 |  | Transit from Port 3 to High Latitude | Vessel 3 | Transit | 4.6 | 6200.4167 | 1000.04 | 7200.4567
|  | Install remote monitoring station (onsite) | Vessel 1 | Install ops | 3 | 4950 | 653.58 | 5603.58 |  |  | Install remote monitoring station (onsite) | Vessel 2 | Install ops | 3 | 4950 | 653.58 | 5603.58 |  | Install remote monitoring station (onsite) | Vessel 3 | Install ops | 3 | 4043.75 | 652.2 | 4695.95
|  | Standby for testing and commisioning | Vessel 1 | Standby | 1 | 1650 | 217.86 | 1867.86 |  |  | Standby for testing and commisioning | Vessel 2 | Standby | 1 | 1650 | 217.86 | 1867.86 |  | Standby for testing and commisioning | Vessel 3 | Standby | 1 | 1347.9167 | 217.4 | 1565.3167
|  | Transit from Nearshore to Port 1 | Vessel 1 | Transit | 0.94444 | 1558.3333 | 205.7567 | 1764.09 |  |  | Transit from Offshore to Port 2 | Vessel 2 | Transit | 2.6667 | 4400 | 580.96 | 4980.96 |  | Transit from High Latitude to Port 3 | Vessel 3 | Transit | 4.6 | 6200.4167 | 1000.04 | 7200.4567
|  | Vessel demobilization from Port 1 to Stage 1 | Vessel 1 | Mob/Demob | 0.77778 | 1283.3333 | 63.7 | 1347.0333 |  |  | Vessel demobilization from Port 2 to Stage 2 | Vessel 2 | Mob/Demob | 0.77778 | 1283.3333 | 63.7 | 1347.0333 |  | Vessel demobilization from Port 3 to Stage 3 | Vessel 3 | Mob/Demob | 0 | 0 | 0 | 0
|  | Operational contingency | Vessel 1 | Standby | - | - | - | 1462.7617 |  |  | Operational contingency | Vessel 2 | Standby | - | - | - | 2106.1357 |  | Operational contingency | Vessel 3 | Standby | - | - | - | 2144.4838
[7 empty] | Remote Monitoring Total | 16090.3783 | [7 empty] | Remote Monitoring Total | 23167.4923 | [6 empty] | Remote Monitoring Total | 23589.3222
| Additional Installation (Optional, add to sum if usedl) | Operational Detail | Vessel Used | Vessel Status | # of hours | Vessel Cost ($) | Labor Cost ($) | Operation Subotal Cost ($) |  | Additional Installation (Optional, add to sum if usedl) | Operational Detail | Vessel Used | Vessel Status | # of hours | Vessel Cost ($) | Labor Cost ($) | Operation Subotal Cost ($) | Additional Installation (Optional, add to sum if usedl) | Operational Detail | Vessel Used | Vessel Status | # of hours | Vessel Cost ($) | Labor Cost ($) | Operation Subotal Cost ($)
|  | Vessel mobilization from Stage 1 to Port 1 | Vessel 1 | Mob/demob | 0.77778 | 1283.3333 | 63.7 | 1347.0333 |  |  | Vessel mobilization from Stage 2 to Port 2 | Vessel 2 | Mob/demob | 0.77778 | 1283.3333 | 63.7 | 1347.0333 |  | Vessel mobilization from Stage 3 to Port 3 | Vessel 3 | Mob/demob | 0 | 0 | 0 | 0
|  | Transit from Port 1 to Nearshore | Vessel 1 | Transit | 0.94444 | 1558.3333 | 205.7567 | 1764.09 |  |  | Transit from Port 2 to Offshore | Vessel 2 | Transit | 2.6667 | 4400 | 580.96 | 4980.96 |  | Transit from Port 3 to High Latitude | Vessel 3 | Transit | 4.6 | 6200.4167 | 1000.04 | 7200.4567
|  | Installation | Vessel 1 | Install ops | 0 | 0 | 0 | 0 |  |  | Installation | Vessel 2 | Install ops | 0 | 0 | 0 | 0 |  | Installation | Vessel 3 | Install ops | 0 | 0 | 0 | 0
|  | Transit from Nearshore to Port 1 | Vessel 1 | Transit | 0.94444 | 1558.3333 | 205.7567 | 1764.09 |  |  | Transit from Offshore to Port 2 | Vessel 2 | Transit | 2.6667 | 4400 | 580.96 | 4980.96 |  | Transit from High Latitude to Port 3 | Vessel 3 | Transit | 4.6 | 6200.4167 | 1000.04 | 7200.4567
|  | Vessel demobilization from Port 1 to Stage 1 | Vessel 1 | Mob/demob | 0.77778 | 1283.3333 | 63.7 | 1347.0333 |  |  | Vessel demobilization from Port 2 to Stage 2 | Vessel 2 | Mob/demob | 0.77778 | 1283.3333 | 63.7 | 1347.0333 |  | Vessel demobilization from Port 3 to Stage 3 | Vessel 3 | Mob/demob | 0 | 0 | 0 | 0
|  | Operational contingency | Vessel 1 | Standby | - | - | - | 622.2247 |  |  | Operational contingency | Vessel 2 | Standby | - | - | - | 1265.5987 |  | Operational contingency | Vessel 3 | Standby | - | - | - | 1440.0913
[7 empty] | Additional Install 1 Total | 0 | [7 empty] | Additional Install 1 Total | 0 | [6 empty] | Additional Install 1 Total | 0
| One Time Costs | Category | Cost ($) | [6 empty] | One Time Costs | Category | Cost ($) | [5 empty] | One Time Costs | Category | Cost ($)
|  | Port of New Bedford docking fees (1 day) | 258 | [7 empty] | Port of New Bedford docking fees (1 day) | 258 | [6 empty] | Port of Homer docking fees (1 day) | 258
|  | Permitting & leasing fees (Mass. state waters) | 2267.25 | [7 empty] | Permitting & leasing fees (Mass. federal waters) | 1267.25 | [6 empty] | Permitting & leasing fees (AK. state waters) | 1650
|  | Battery shipping (AUV) | 0 | [7 empty] | Battery shipping (AUV) | 0 | [6 empty] | Battery shipping (AUV) | 7065
|  | Battery shipping (Monitoring) | 0 | [7 empty] | Battery shipping (Monitoring) | 0 | [6 empty] | Battery shipping (Monitoring) | 6794
|  | Monitoring station shipping | 0 | [7 empty] | Monitoring station shipping | 0 | [6 empty] | Monitoring station shipping | 6794
|  | AUV shipping | 0 | [7 empty] | AUV shipping | 0 | [6 empty] | AUV shipping | 724.02
|  | One Time Costs Total | 2525.25 | [7 empty] | One Time Costs Total | 1525.25 | [6 empty] | One Time Costs Total | 23285.02
Outputs | Battery System |  |  |  |  | Battery System
| Total Installation Costs (excluding end-uses) |  |  | Note: Because the number of batteries required in the array is low, Installation of the array can likely be done within a short time frame. Installation costs were not scaled using array scaling. Instead, the times required for installation can be adjusted in the "Installation Time" input table. . |  | Total Installation Costs (including end-uses)
| Scenario | Cost |  |  |  | Scenario | Cost
| Remote Monitoring, Nearshore | 13479.0133 |  |  |  | Remote Monitoring, Nearshore | 29569.3917
| Remote Monitoring, Far Offshore | 19556.1273 |  |  |  | Remote Monitoring, Far Offshore | 42723.6197
| Remote Monitoring, High Latitude | 21192.7013 |  |  |  | Remote Monitoring, High Latitude | 58370.0235
| AUV, Nearshore | 13479.0133 |  |  |  | AUV, Nearshore | 35733.3297
| AUV, Far Offshore | 19556.1273 |  |  |  | AUV, Far Offshore | 48887.5577
| AUV, High Latitude | 21192.7013 |  |  |  | AUV, High Latitude | 57736.5885

## 3. Battery O&M
Inputs | Location Information |  |  |  |  | Vessel Information
| Parameter | Nearshore | Far Offshore | High Latitude |  |  | Vessel 1 (Location 2) | Vessel 2 (Location 2) | Vessel 3 (Location 3)
| Location Coordinates | 41.2354° N, 71.0237° W | 40.9334° N, 70.7985° W | 59.0605° N, 152.0117° W |  | Cruising Boat Speed (knots) | 18 | 18 | 10
| Location Description | Massachusetts State Waters | Massachusetts Federal Waters | Alaska State Waters |  | Fuel Cost ($/hr) | 400 | 400 | 400
| Stage Coordinates | 41.5242° N, 70.6712° W | 41.5242° N, 70.6712° W | 59.6371° N, 151.4522° W |  | Vessel Rental Rate ($/day) | 15000 | 15000 | 11375
| Stage Description | WHOI | WHOI | City of Homer Port |  | Vessel Rental Rate ($/hr) | 1250 | 1250 | 947.9167
| Distance from Stage to Port (nm) | 14 | 14 | 0 |  | Stage Location | Woods Hole, MA | Wood's Hole, MA | Homer, AK
| Vessel Supplier | WHOI | WHOI | USFWS |  | Length (ft) | 60 | 60 | 120
| Port Coordinates | 41.6362° N, 70.9342° W | 41.6362° N, 70.9342° W | 59.6371° N, 151.4522° W |  | Beam (ft) | 17 | 17 | 33
| Port Description | New Bedford Harbor | New Bedford Harbor | City of Homer Port |  | Draft (ft) | 5 | 5 | 11.5
| Distance from Port to Location (nm) | 17 | 48 | 46 |  | Max lift (lbs) | 4600 | 4600 | 2000
[6 empty] | Supplier | Woods Hole Oceanographic Institution | Woods Hole Oceanographic Institution | USFWS
| Other Inputs |  |  |  |  | Link | WHOI | WHOI | USFWS
| Input | Value | Unit
| Time for on-site maintenance (offshore) | 4 | hours |  |  | Labor Information
| Time for device removal (onshore) | 1 | hours |  |  | Job Title | Number of Personnel | Hourly Rate ($)
| Time for off-site maintenance (onshore) | 16 | hours |  |  | Engineer (North East) | 1 | 45.32
| Time for device replacement (onshore) | 1 | hours |  |  | Technician (North East) | 2 | 45.32
| Operational contingency | 0.1 | keep as decimal |  |  | Vessel Captain (North East) | 1 | 40.95
| Time for testing standby (offshore/onshore) | 1 | hours |  |  | Vessel Crew (North East) | 1 | 40.95
[6 empty] | Engineer (Alaska) | 1 | 46.22
| Frequency of maintenance occurance (per year) |  |  |  |  | Technician (Alaska) | 2 | 46.22
| Offshore (Battery) | 8 |  |  |  | Vessel Captain (Alaska) | 1 | 39.37
| Onshore (Battery) | 1 |  |  |  | Vessel Crew (Alaska) | 1 | 39.37
| Offshore (AUV) | 4
| Onshore (AUV) | 2
| Offshore (Remote Monitoring) | 4
| Onshore (Remote Monitoring) | 2
*assumes overlap between occurances
Calculations | Nearshore Calculations | [8 empty] | Far Offshore Calculations | [7 empty] | High Latitude Calculations
| Offshore Maintenance | Operational Detail | Vessel Used | Vessel Status | # of hours | Vessel Cost ($) | Labor Cost ($) | Operation Subotal Cost ($) |  | Offshore Maintenance | Operational Detail | Vessel Used | Vessel Status | # of days | Vessel Cost ($) | Labor Cost ($) | Operation Subotal Cost ($) | Offshore Maintenance | Operational Detail | Vessel Used | Vessel Status | # of hours | Vessel Cost ($) | Labor Cost ($) | Operation Subotal Cost ($)
|  | Vessel mobilization from Stage 1 to Port 1 | Vessel 1 | Mob/demob | 0.77778 | 1283.3333 | 63.7 | 1347.0333 |  |  | Vessel mobilization from Stage 2 to Port 2 | Vessel 2 | Mob/demob | 0.77778 | 1283.3333 | 63.7 | 1347.0333 |  | Vessel mobilization from Stage 3 to Port 3 | Vessel 3 | Mob/demob | 0 | 0 | 0 | 0
|  | Transit from Port 1 to Nearshore | Vessel 1 | Transit | 0.94444 | 1558.3333 | 205.7567 | 1764.09 |  |  | Transit from Port 2 to Nearshore | Vessel 2 | Transit | 2.6667 | 4400 | 580.96 | 4980.96 |  | Transit from Port 3 to High Latitude | Vessel 3 | Transit | 4.6 | 6200.4167 | 416.944 | 6617.3607
|  | On-site working | Vessel 1 | Install ops | 4 | 6600 | 871.44 | 7471.44 |  |  | On-site working | Vessel 2 | Install ops | 4 | 6600 | 871.44 | 7471.44 |  | On-site working | Vessel 3 | Install ops | 4 | 5391.6667 | 362.56 | 5754.2267
|  | Transit from Nearshore to Port 1 | Vessel 1 | Transit | 0.94444 | 1558.3333 | 205.7567 | 1764.09 |  |  | Transit from Nearshore to Port 2 | Vessel 2 | Transit | 2.6667 | 4400 | 580.96 | 4980.96 |  | Transit from High Latitude to Port 3 | Vessel 3 | Transit | 4.6 | 6200.4167 | 416.944 | 6617.3607
|  | Vessel demobilization from Port 1 to Stage 1 | Vessel 1 | Mob/demob | 0.77778 | 1283.3333 | 63.7 | 1347.0333 |  |  | Vessel demobilization from Port 2 to Stage 2 | Vessel 2 | Mob/demob | 0.77778 | 1283.3333 | 63.7 | 1347.0333 |  | Vessel demobilization from Port 3 to Stage 3 | Vessel 3 | Mob/demob | 0 | 0 | 0 | 0
|  | Operational contingency | Vessel 1 | Standby | - | - | - | 1369.3687 |  |  | Operational contingency | Vessel 2 | Standby | - | - | - | 2012.7427 |  | Operational contingency | Vessel 3 | Standby | - | - | - | 1898.8948
[6 empty] | Single Offshore Maintenance Cost |  | 15063.0553 | [7 empty] | Single Offshore Maintenance Cost | 22140.1693 | [6 empty] | Single Offshore Maintenance Cost | 20887.8428
| Onshore Maintenance | Operational Detail | Vessel Used | Vessel Status | # of hours | Vessel Cost ($) | Labor Cost ($) | Operation Subotal Cost ($) |  | Onshore Maintenance | Operational Detail | Vessel Used | Vessel Status | # of days | Vessel Cost ($) | Labor Cost ($) | Operation Subotal Cost ($) | Onshore Maintenance | Operational Detail | Vessel Used | Vessel Status | # of hours | Vessel Cost ($) | Labor Cost ($) | Operation Subotal Cost ($)
|  | Vessel mobilization from Stage 1 to Port 1 | Vessel 1 | Mob/demob | 0.77778 | 1283.3333 | 63.7 | 1347.0333 |  |  | Vessel mobilization from Stage 2 to Port 2 | Vessel 2 | Mob/demob | 0.77778 | 1283.3333 | 63.7 | 1347.0333 |  | Vessel mobilization from Stage 3 to Port 3 | Vessel 3 | Mob/demob | 0 | 0 | 0 | 0
|  | Transit from Port 1 to Nearshore | Vessel 1 | Transit | 0.94444 | 1558.3333 | 205.7567 | 1764.09 |  |  | Transit from Port 2 to Nearshore | Vessel 2 | Transit | 2.6667 | 4400 | 580.96 | 4980.96 |  | Transit from Port 3 to High Latitude | Vessel 3 | Transit | 2.5556 | 3444.6759 | 555.5778 | 4000.2537
|  | On-site working/removing device | Vessel 1 | Install ops | 1 | 1650 | 217.86 | 1867.86 |  |  | On-site working/removing device | Vessel 2 | Install ops | 1 | 1650 | 217.86 | 1867.86 |  | On-site working/removing device | Vessel 3 | Install ops | 1 | 1347.9167 | 217.4 | 1565.3167
|  | Transit from Nearshore to Port 1 | Vessel 1 | Transit | 0.94444 | 1558.3333 | 205.7567 | 1764.09 |  |  | Transit from Nearshore to Port 2 | Vessel 2 | Transit | 2.6667 | 4400 | 580.96 | 4980.96 |  | Transit from High Latitude to Port 3 | Vessel 3 | Transit | 2.5556 | 3444.6759 | 555.5778 | 4000.2537
|  | Off-site working on device | Vessel 1 | Standby | 16 | 0 | 2175.36 | 2175.36 |  |  | Off-site working on device | Vessel 2 | Standby | 16 | 0 | 2175.36 | 2175.36 |  | Off-site working on device | Vessel 3 | Standby | 16 | 0 | 2218.56 | 2218.56
|  | Transit from Port 1 to Nearshore | Vessel 1 | Transit | 0.94444 | 1558.3333 | 205.7567 | 1764.09 |  |  | Transit from Port 2 to Nearshore | Vessel 2 | Transit | 2.6667 | 4400 | 580.96 | 4980.96 |  | Transit from Port 3 to High Latitude | Vessel 3 | Transit | 2.5556 | 3444.6759 | 555.5778 | 4000.2537
|  | On-site working/replacing device | Vessel 1 | Install ops | 1 | 1650 | 217.86 | 1867.86 |  |  | On-site working/replacing device | Vessel 2 | Install ops | 1 | 1650 | 217.86 | 1867.86 |  | On-site working/replacing device | Vessel 3 | Install ops | 1 | 1347.9167 | 217.4 | 1565.3167
|  | Transit from Nearshore to Port 1 | Vessel 1 | Transit | 0.94444 | 1558.3333 | 205.7567 | 1764.09 |  |  | Transit from Nearshore to Port 2 | Vessel 2 | Transit | 2.6667 | 4400 | 580.96 | 4980.96 |  | Transit from High Latitude to Port 3 | Vessel 3 | Transit | 2.5556 | 3444.6759 | 231.6356 | 3676.3115
|  | Vessel demobilization from Port 1 to Stage 1 | Vessel 1 | Mob/demob | 0.77778 | 1283.3333 | 63.7 | 1347.0333 |  |  | Vessel demobilization from Port 2 to Stage 2 | Vessel 2 | Mob/demob | 0.77778 | 1283.3333 | 63.7 | 1347.0333 |  | Vessel demobilization from Port 3 to Stage 3 | Vessel 3 | Mob/demob | 0 | 0 | 0 | 0
|  | Operational contingency | Vessel 1 | Standby | - | - | - | 1566.1507 |  |  | Operational contingency | Vessel 2 | Standby | - | - | - | 2852.8987 |  | Operational contingency | Vessel 3 | Standby | - | - | - | 2102.6266
[6 empty] | Single Onshore Maintenance Cost |  | 17227.6573 | [7 empty] | Single Onshore Maintenance Cost | 31381.8853 | [6 empty] | Single Onshore Maintenance Cost | 23128.8925
Outputs | Battery System (single year)
Total O&M Costs
| Scenario | Cost
| Remote Monitoring, Nearshore | 154959.7573
| Remote Monitoring, Far Offshore | 239885.1253
| Remote Monitoring, High Latitude | 213360.5274
| AUV, Nearshore | 154959.7573
| AUV, Far Offshore | 239885.1253
| AUV, High Latitude | 213360.5274

## 3. Battery Power
Inputs | Battery Information
| Description | Value
| Renogy 24V 200Ah Energy Capacity (Wh) | 5120
| No. of batteries needed for AUV scenario (lasts two months) | 27
| No. of batteries needed for monitoring sensors scenario (lasts two months) | 15
Calculations | Annual Energy (kWh) = (Battery Capacity / (1000 W/kW)) * No. of Batteries * 6
Outputs | Battery System |  | Load Demands
| Annual Energy Production |  | Annual Energy Requirements
| End-Use | Energy (kWh) | End-Use | Energy (kWh)
| Single Battery | 30.72 | Remote Monitoring | 432
| Remote Monitoring | 460.8 | AUV | 810
| AUV | 829.44
Note
6 * 2months = 1yr

## RESULTS
Total CapEx + Install + O&M (1 year)
Single Device (excluding end-use)
| Nearshore (Mass. State Waters) | Far Offshore (Mass. Federal Waters) | High Latitude (Alaska State Waters)
MADWEC (AUV scenario) | 3043651.0043 | 3106345.0303 | 3090824.3301 |  | These cost values DO NOT include the cost of the end-uses (AUV and monitoring system).
MADWEC (Remote Monitoring scenario) | 3043651.0043 | 3106345.0303 | 3090824.3301
Solar Buoy (AUV scenario) | 3120161.4563 | 3188654.4823 | 3167278.1751
Solar Buoy (Remote Monitoring scenario) | 3120161.4563 | 3188654.4823 | 3167278.1751
Batteries (AUV scenario) | 3164022.7707 | 3255025.2527 | 3230137.2288
Batteries (Remote Monitoring scenario) | 3123222.7707 | 3214225.2527 | 3189337.2288
Total CapEx + Install + O&M (1 year) Costs
Single Device (including end-use)
| Nearshore (Mass. State Waters) | Far Offshore (Mass. Federal Waters) | High Latitude (Alaska State Waters)
MADWEC (AUV scenario) | 4231965.5237 | 4245119.7517 | 4252426.5918 |  | These cost values do include the cost of the end-uses (AUV and monitoring system).
MADWEC (Remote Monitoring scenario) | 3427066.8777 | 3411916.9983 | 3453930.7235
Solar Buoy (AUV scenario) | 4311557.9447 | 4331235.1927 | 4301984.3222
Solar Buoy (Remote Monitoring scenario) | 3502550.0067 | 3522498.2347 | 3529523.6443
Batteries (AUV scenario) | 4209176.3297 | 4222330.5577 | 4231179.5885
Batteries (Remote Monitoring scenario) | 3400168.3917 | 3413322.6197 | 3428969.0235
Total CapEx + Install + O&M (3 years) Costs
Single Device
| Nearshore (Mass. State Waters) | Far Offshore (Mass. Federal Waters) | High Latitude (Alaska State Waters)
MADWEC + AUV | 4517462.2443 | 4693390.0943 | 4632176.4292
MADWEC + Remote Monitoring | 3714618.2443 | 3890546.0943 | 3829332.4292
Solar Buoy + AUV | 4585754.1123 | 4767480.9623 | 4701742.8809
Solar Buoy + Remote Monitoring | 3782910.1123 | 3964636.9623 | 3898898.8809
Batteries + AUV | 4651801.2853 | 4912654.5033 | 4834717.2836
Batteries + Remote Monitoring | 3848957.2853 | 4109810.5033 | 4031873.2836
Power Supply Costs (CapEx - BOS - Financials)
Single Device
Device | Hardware Costs ($)
MADWEC | 37946.61
Solar Buoy | 120621
Battery | 23376
Annual Energy Production (kWh)
Single Device
| Nearshore (Mass. State Waters) | Far Offshore (Mass. Federal Waters) | High Latitude (Alaska State Waters)
MADWEC (single WEC) | 1.0433 | 2.4635 | 1.5182
Solar Buoy (single solar panel) | 118.6013 | 121.2932 | 71.67
Battery (single battery) | 30.72 | 30.72 | 30.72
Energy Requirement Fulffillments for End-Use
Array (Multiple Devices)
Scenario | Nearshore (Mass. State Waters) | Far Offshore (Mass. Federal Waters) | High Latitude (Alaska State Waters)
MADWEC + AUV | 100.1% | 100.1% | 100.1%
MADWEC + Remote Monitoring | 100.2% | 100.4% | 100.2%
Solar Buoy + AUV | 117.1% | 119.8% | 106.2%
Solar Buoy + Remote Monitoring | 109.8% | 112.3% | 99.54%
Batteries + AUV | 102.4% | 102.4% | 102.4%
Batteries + Remote Monitoring | 106.7% | 106.7% | 106.7%
No. of devices required for 100% energy requirement fulfillment
Array (Multiple Devices)
Scenario | Nearshore (Mass. State Waters) | Far Offshore (Mass. Federal Waters) | High Latitude (Alaska State Waters)
MADWEC + AUV | 777 | 329 | 534
MADWEC + Remote Monitoring | 415 | 176 | 285
Solar Buoy + AUV | 8 | 8 | 12 |  | Note: Number of solar devices represents the total number of solar panels in the array
Solar Buoy + Remote Monitoring | 4 | 4 | 6
Batteries + AUV | 54 | 54 | 54
Batteries + Remote Monitoring | 30 | 30 | 30
CapEx + Install costs for 100% energy requirement fulfillment
Array (Multiple Devices)
Scenario | Nearshore (Mass. State Waters) | Far Offshore (Mass. Federal Waters) | High Latitude (Alaska State Waters)
MADWEC + AUV | 21525503.9269 | 12438163.1966 | 18609926.4149
MADWEC + Remote Monitoring | 13722758.6147 | 8460813.8022 | 12063694.3569 |  | Note: Does not include O&M costs
Solar Buoy + AUV | 4409924.6283 | 4421800.7423 | 4543226.3222
Solar Buoy + Remote Monitoring | 3486459.6283 | 3498335.7423 | 3035885.3222
Batteries + AUV | 4277022.0133 | 4283099.1273 | 4284735.7013
Batteries + Remote Monitoring | 3433378.0133 | 3439455.1273 | 3441091.7013
MADWEC - Single Device
Cost Breakdown
|  |  | Nearshore (Mass. State Waters) | Far Offshore (Mass. Federal Waters) | High Latitude (Alaska State Waters) | Note: Main cost driver here is CapEx
|  | CapEx | 2920054.61 | 2920054.61 | 2920054.61
|  | Installation | 20670.2743 | 26747.3883 | 41591.1905
|  | O&M (1 yr) | 102926.12 | 159543.032 | 136696.5496
Solar Buoy - Single Device
|  | Cost Breakdown |  |  |  | Note: Main cost driver here is CapEx
|  |  | Nearshore (Mass. State Waters) | Far Offshore (Mass. Federal Waters) | High Latitude (Alaska State Waters)
|  | CapEx | 3002729 | 3002729 | 3002729
|  | Installation | 18615.6283 | 38009.7623 | 38814.3422
|  | O&M (1 yr) | 98816.828 | 155433.74 | 133252.8529
Battery Swapping (Monitoring System) - Single Device
Cost Breakdown
|  |  | Nearshore (Mass. State Waters) | Far Offshore (Mass. Federal Waters) | High Latitude (Alaska State Waters) | Note: Main cost driver here is CapEx
|  | CapEx | 2954784 | 2954784 | 2954784
|  | Installation | 13479.0133 | 19556.1273 | 42569.7213
|  | O&M (1 yr) | 154959.7573 | 239885.1253 | 213360.5274
CapEx (AUV Scenarios) - Single Device
Cost Breakdown
|  |  | MADWEC | Solar Buoy | Battery System | Note: Main cost driver here is BOS
|  | Energy Converter/ Storage | 37946.61 | 120621 | 113476
|  | AUV System | 1267959 | 1267959 | 1267959
|  | Balance of Systems | 2880480 | 2882108 | 2882108
|  | Financials | 0 | 0 | 0
|  | Installation (Averaged by Location) | 27163.6111 | 26801.2309 | 18075.9473
CapEx (Monitoring System Scenarios)
Cost Breakdown
|  |  | MADWEC | Solar Buoy | Battery System | Note: Main cost driver here is BOS
|  | Energy Converter/ Storage | 37946.61 | 120621 | 72676
|  | Monitoring System | 465115 | 465115 | 465115
|  | Balance of System | 2880480 | 2882108 | 2882108
|  | Financials | 0 | 0 | 0
|  | Installation (Averaged by Location) | 27163.6111 | 26801.2309 | 18075.9473